## 40
§§§§§§ WARNING: PP too small. Critical import is needed §§§§§
EnergyPLAN model 15.1 | [5 empty] | OVERVIEW OF INVESTMENT COSTS | Interest Rate: | 0% | [7 empty] | FUEL BALANCE
RESULT: Data-set: | 40final.txt
Technical regulation no. 2 | [5 empty] | COSTS (M EUR): | Total Inv. | Annual Inv. | Fixed |  |  | Total Inv. | Annual Inv. | Fixed |  | Primary Energy
Critical Excess Regulation Strategy: 892345000 | [6 empty] | Costs | Costs | O&M |  |  | Costs | Costs | O&M |  | TWh | DHP | CHP2 | CHP3 | Boiler2 | Boiler3 | PP | Geo/Nu. | Hydro | Waste | CAES/ELT | BioCon | EFuel | VRES | SolarTh | Transp. | Househ | Ind/Var | Total
[6 empty] | Solar thermal | 0 | 0 | 0 | [6 empty] | Coal | 0 | 0 | 0 | 0 | 0 | 0 | 0 | 0 | 0 | 0 | 0 | 0 | 0 | 0 | 0 | 0 | 0 | 0
Total Calculation Time | 12:00 |  |  |  |  | Small CHP units | 1083 | 43 | 47 |  |  | 0 | 0 | 0 |  | Oil | 0 | 0 | 0 | 0 | 0 | 0 | 0 | 0 | 0 | 0 | 0 | 0 | 0 | 0 | 20.32 | 0 | 0 | 20.32
Loading of Data | 12:00 |  |  |  |  | Heat Pump gr. 2 | 0 | 0 | 0 | [6 empty] | N.Gas | 0 | 0 | 4.57 | 0 | 0.01 | 5.52 | 0 | 0 | 0 | 0 | 0 | -7.39 | 0 | 0 | 0 | 6.74 | 11.78 | 21.22
Calculating Strategy 1 | 12:00 |  |  |  |  | Heat Storage CHP | 215 | 11 | 2 |  |  | 0 | 0 | 0 |  | Biomass | 0 | 0 | 0.22 | 0 | 0 | 0.26 | 0 | 0 | 0 | 0 | 0 | 0 | 0 | 0 | 0 | 1.16 | 1.24 | 2.88
Calculating Strategy 2 | 12:00 |  |  |  |  | Large CHP units | 1399 | 56 | 32 | [6 empty] | Renewable | 0 | 0 | 0 | 0 | 0 | 0 | 2.2 | 6.34 | 0 | 0 | 0 | 0 | 21.92 | 5.82 | 0 | 0 | 0 | 36.28
Calculating Heatstorage | 12:00 |  |  |  |  | Heat Pump gr. 3 | 4657 | 186 | 93 |  |  | 0 | 0 | 0 |  | H2 etc. | 0 | 0 | 0 | 0 | 0 | 0 | 0 | 0 | 0 | -10.8 | 0 | 8.49 | 0 | 0 | 0 | 0 | 2.31 | 0
Calc. economy and Fuel | 12:00 |  |  |  |  | Heat Storage Solar | 0 | 0 | 0 | [6 empty] | Biofuel | 0 | 0 | 0 | 0 | 0 | 0 | 0 | 0 | 0 | 0 | 0 | 0 | 0 | 0 | 0 | 0 | 0 | 0
[6 empty] | Boilers gr. 2 and 3 | 126 | 5 | 4 |  |  | 0 | 0 | 0 |  | Nucl/CCS | 0 | 0 | 0 | 0 | 0 | 0 | 7.53 | 0 | 0 | 0 | 0 | 0 | 0 | 0 | 0 | 0 | 0 | 7.53
ANNUAL CO2 EMISSIONS (Mt): | [5 empty] | Large Power Plants | 1399 | 56 | 32 | [6 empty] | Total | 0 | 0 | 4.78 | 0 | 0.01 | 5.78 | 9.73 | 6.34 | 0 | -10.8 | 0 | 1.11 | 21.92 | 5.82 | 20.32 | 7.9 | 15.33 | 88.23
CO2-emission (total) | 9.745 |  |  |  |  | Wind | 4397 | 163 | 141 |  |  | 0 | 0 | 0
CO2-emission (corrected) | 9.791 |  |  |  |  | Wind offshore | 0 | 0 | 0
[6 empty] | Photo Voltaic | 4119 | 118 | 41 |  |  | 0 | 0 | 0
SHARE OF RES (incl. Biomass): | [5 empty] | Wave power | 0 | 0 | 0
RES share of PES | 44.4 | percent |  |  |  | River of hydro | 4224 | 70 | 63 |  |  | 0 | 0 | 0
RES share of elec. prod. | 79.9 | percent |  |  |  | Hydro Power | 5407 | 90 | 68
RES electricity prod. | 29.31 | TWh/year |  |  |  | Hydro Storage | 30756 | 615 | 461 |  |  | 0 | 0 | 0
[6 empty] | Hydro Pump | 0 | 0 | 0
ANNUAL FUEL CONSUMPTIONS (TWh/year) | TOTAL: | HOUSEHOLDS: |  |  |  | Nuclear | 1566 | 26 | 31 |  |  | 0 | 0 | 0
Fuel Consumption (total) | 88.23 |  |  |  |  | Geothermal Electr. | 403 | 20 | 14
CAES Fuel Consumption | 0 |  |  |  |  | Electrolyser | 3669 | 245 | 183 |  |  | 0 | 0 | 0
Fuel(incl.Biomass excl.RES) | 56.63 |  |  |  |  | Hydrogen Storage | 0 | 0 | 0
Fuel Consumption (incl. H2) | 99.03 |  |  |  |  | Charge el1 storage | 216 | 4 | 3 |  |  | 0 | 0 | 0
Fuel Consumption (corrected) | 88.46 |  |  |  |  | Discharge el1 storage | 216 | 4 | 3
Coal Consumption | 0 | 0 |  |  |  | El1 storage cap | 22 | 0 | 0 |  |  | 0 | 0 | 0
Oil Consumption | 20.32 | 0 |  |  |  | Indv. boilers | 8886 | 423 | 231
Ngas Consumption | 21.22 | 6.74 |  |  |  | Indv. CHP | 0 | 0 | 0 |  |  | 0 | 0 | 0
Biomass Consumption | 2.88 | 1.16 |  |  |  | Indv. Heat Pump | 23703 | 1185 | 356
Nuclear Fuel Consumption | 7.53 |  |  |  |  | Indv. Electric heat | 0 | 0 | 0 |  |  | 0 | 0 | 0
Waste Input | 0 |  |  |  |  | Indv. Solar thermal | 15745 | 525 | 192
V2G Pre Load Hours | 1 |  |  |  |  | BioGas Upgrade | 0 | 0 | 0 |  |  | 0 | 0 | 0
[6 empty] | Gasification Upgrade | 0 | 0 | 0
ANNUAL COSTS (M EUR) | TOTAL: | VARIABLE: | BREAKDOWN: |  |  | DHP Boiler group 1 | 0 | 0 | 0 |  |  | 0 | 0 | 0
Fuel ex. Ngas exchange |  | 3190 |  |  |  | Waste CHP | 0 | 0 | 0
Coal |  |  | 0 |  |  | Absorp. HP (Waste) | 0 | 0 | 0 |  |  | 0 | 0 | 0
FuelOil |  |  | 0 |  |  | Biogas Plant | 0 | 0 | 0
Gasoil/Diesel |  |  | 1898 |  |  | Gasification Plant | 0 | 0 | 0 |  |  | 0 | 0 | 0
Petrol/JP |  |  | 973 |  |  | BioDiesel Plant | 0 | 0 | 0
Gas handling |  |  | 176 |  |  | BioPetrol Plant | 0 | 0 | 0 |  |  | 0 | 0 | 0
Biomass |  |  | 96 |  |  | BioJPPlant | 0 | 0 | 0
Food income |  |  | 0 |  |  | Tidal Power | 0 | 0 | 0 |  |  | 0 | 0 | 0
Waste |  |  | 0 |  |  | CSP Solar Power | 2687 | 90 | 107
[6 empty] | Carbon Recycling | 1 | 0 | 0 |  |  | 0 | 0 | 0
Ngas Exchange costs |  | 1058 |  |  |  | Methanation | 504 | 20 | 20
[6 empty] | Liquidation + JP | 0 | 0 | 0 |  |  | 0 | 0 | 0
Marginal operation costs |  | 73 |  |  |  | Desalination Plant | 0 | 0 | 0
[6 empty] | Water storage | 0 | 0 | 0 |  |  | 0 | 0 | 0
Electricity exchange |  | 5 |  |  |  | Gas Storage | 0 | 0 | 0
Import |  |  | 5 |  |  | Oil Storage | 0 | 0 | 0 |  |  | 0 | 0 | 0
Export |  |  | 0 |  |  | Methanol Storage | 0 | 0 | 0
Bottleneck |  |  | 0 |  |  | Interconnection | 0 | 0 | 0 |  |  | 0 | 0 | 0
Fixed imp/exp |  |  | 0 |  |  | Geothermal Heat | 25 | 1 | 1
[6 empty] | Indust. Excess Heat | 20 | 1 | 0
CO2 emission costs |  | 244 |  |  |  | Indust. CHP Electr. | 25 | 1 | 2
[6 empty] | Indust. CHP Heat | 64 | 3 | 5
Variable costs | 4570 |  |  |  |  | Electr Boiler Gr 2+3 | 600 | 17 | 22
Fixed operation costs | 2167 |  |  |  |  | Bicycles | 0 | 0 | 0
[6 empty] | Motorbikes | 0 | 0 | 0
Annual Investment costs | 4093 |  |  |  |  | Electric Cars | 0 | 0 | 0
[6 empty] | Conventional Cars | 0 | 0 | 0
TOTAL ANNUAL COSTS | 10830 |  |  |  |  | DME Buses | 0 | 0 | 0
[6 empty] | Diesel Buses | 0 | 0 | 0
[6 empty] | DME Trucks | 0 | 0 | 0
[6 empty] | Diesel Trucks | 0 | 0 | 0
[6 empty] | El1 storage cap | 1285 | 64 | 0
38.59
45.72
| Electr. | Elec.dem | Fixed | DH | Wind | PV | Wave | River | Tidal | Wave | CSP | CSP2 | CSP2 | CSP2 | Hydro | Hydro | Hydro | Hydro | Hydro | Solar | CSHP 1 | Waste 1 | Boiler 1 | Solar 1 | Sol1 Str | CSHP 2 | Waste 2 | Geoth 2 | Geoth 2 | Geoth 2 | CHP 2 | HP 2 | Boiler 2 | EH 2 | ELT 2 | Solar2 | Sol2 Str | Storage2 | Balance2 | CSHP 3 | Waste 3 | Geoth 3 | Geoth 3 | Geoth 3 | CHP 3 | HP 3 | Boiler 3 | EH 3 | ELT 3 | Solar3 | Sol3 Str | Storage3 | Balance3 | Flexible | HP | CSHP | CHP | PP | PP2 | Nuclear | Geother. | Pump | Turbine | Pumped | Pump2 | Turbine2 | Pumped2 | Rock in | Rock out | Rock str | ELT 2 | ELT 2 H2 | ELT 3 | ELT 3 H2 | V2G | V2G | V2G | V2G | Trans H2 | Trans H2 | CO2Hydro | NH3Hydro | CO2Hydro | NH3Hydro | HH-CHP | HH-HP | HH-HP/EB | HH-EB | HH-H2 | HH-H2 | HH-H2 | HH Dem. | HH CHP+HP | HH Boil. | HH Solar | HH Store | HH Balan | Stabil. | Import | Export | CEEP | EEEP | ExMarket | ExMarket | System | InMarket | Btl-neck | Import | Export | Blt-neck | Add-exp | Boilers | CHP2+3 | PP | Indi- | Transp. | Indust. | Demand | Biogas | Syngas | CO2HyGas | SynHyGas | SynFuel | Storage | Storage | Sum | Import | Export | FreshW | FreshW | SaltW | Brine | Brine | Desal.Pl | FWPump | Turbine | Pump | CoolGr1 | CoolGr2 | CoolGr3 | Cool-El | CoolGr1 | CoolGr2 | CoolGr3 | Cooling | Cooling | Cooling | Cooling
| Demand | Cooling | Exp/Imp | Demand | Electr. | Electr. | Electr. | Electr. | Electr. | Electr. | Electr. | Electr. | Storage | loss | Electr. | pump | storage | Wat-Sup | Wat-Loss | Heat | Heat | Heat | Heat | Heat | Heat | Heat | Heat | Heat | Steam | Storage | Heat | Heat | Heat | Heat | Heat | Heat | Heat | Heat | Heat | Heat | Heat | Heat | Steam | Storage | Heat | Heat | Heat | Heat | Heat | Heat | Heat | Heat | Heat | Electr. | Electr. | Electr. | Electr. | Electr. | Electr. | Electr. | Electr. | Electr. | Electr. | Storage | Electr. | Electr. | Storage | Electr. | Steam | Storage | Electr. | ELT 2 | Electr. | ELT 3 | Demand | Charge | Discha. | Storage | Electr. | Electr. | Storage | Electr. | liq.fuel | Ammonia | Electr. | Electr. | Electr. | Electr. | Electr. | Storage | Prices | Heat | Heat | Heat | Heat | Heat | Heat | Load | Electr. | Electr. | Electr. | Electr. | Prices | Prod | Prices | Prices | Prices | Payment | Payment | Payment | Payment |  |  | CAES | vidual |  | Various | Sum | [6 empty] | Content |  | Gas | Gas | Demand | Storage | Demand | Prod. | Storage | Electr. | Electr. | Electr. | Electr. | Demand | Demand | Demand | Demand | Natural | Natural | Natural | DHgr1 | DHgr2 | DHgr3 | Electr.
TOTAL FOR ONE YEAR (TWh/year):
Annual: | 14.42 | 0 | 0 | 2.62 | 9.52 | 4.28 | 0 | 3.45 | 0 | 0 | 0 | 4.68 | 0.01 | 24.11 | 6.34 | 0 | 0 | 7.2 | 0 | 0 | 0 | 0 | 0 | 0 | 0 | 0.94 | 0 | 0 | 0 | 0 | 0 | 0 | 0 | 0 | 0 | 0 | 0 | 0 | -0.94 | 1.16 | 0 | 0 | 0 | 0 | 1.67 | 0.34 | 0 | 0 | 0 | 0 | 0 | 0.01 | -0.57 | 5.39 | 2.53 | 0.37 | 2.06 | 1.84 | 0.47 | 2.71 | 0.88 | 0 | 0 | 0 | 0 | 0 | 0 | 0 | 0 | 0 | 0 | 0 | 0 | 0 | 1.39 | 1.55 | 0.01 | 0 | 12.26 | -1.85 | 0.54 | 0 | 0 | 0 | 0 | 2.44 | 0 | 0 | 0 | 0 | 0 | 21.56 | 9.76 | 6.54 | 5.26 | 0 | 0 | Percent | 0.09 | 0 | 0 | 0 | 0.46 | 0 | 0 | 0.46 | 0 | 5 | 0 | 0 | 0 | 0.01 | 4.57 | 5.52 | 6.74 | 0 | 11.78 | 28.61 | 0 | 0 | 7.39 | 0 | 0 | 0 | 30619.06 | 21.22 | 21.22 | 0 | 0 | 0 | 0 | 0 | 0 | 0 | 0 | 0 | 0 | 0 | 0 | 0 | 0 | 0 | 0 | 0 | 0 | 0 | 0 | 0
MONTHLY AVERAGE VALUES (MW):
January | 1666 | 0 | 0 | 548 | 1240 | 235 | 0 | 510 | 0 | 0 | 0 | 418 | 9432 | 766 | 724 | 0 | 2141543 | 1067 | 0 | 0 | 0 | 0 | 0 | 0 | 0 | 221 | 0 | 0 | 0 | 0 | 0 | 0 | 0 | 0 | 0 | 0 | 0 | 0 | -221 | 132 | 0 | 0 | 0 | 0 | 379 | 52 | 1 | 0 | 0 | 0 | 0 | 11239 | -16 | 603 | 626 | 86 | 466 | 306 | 135 | 309 | 100 | 0 | 0 | 0 | 0 | 0 | 0 | 0 | 0 | 0 | 0 | 0 | 0 | 0 | 168 | 186 | 0 | 9 | 1394 | 48091806 | 61 | 0 | 0 | 0 | 0 | 614 | 0 | 0 | 0 | 0 | 0 | 4800 | 2454 | 1803 | 515 | 26528 | -28 | 100 | 7 | 0 | 0 | 0 | 84 | 0 | 0 | 84 | 0 | 0 | 0 | 0 | 0 | 1 | 1033 | 1053 | 1851 | 0 | 1341 | 5279 | 0 | 0 | 841 | 0 | 0 | 2022 | 3250481 | 2416 | 2416 | 0 | 0 | 0 | 0 | 0 | 0 | 0 | 0 | 0 | 0 | 0 | 0 | 0 | 0 | 0 | 0 | 0 | 0 | 0 | 0 | 0
February | 1827 | 0 | 0 | 729 | 1883 | 301 | 0 | 320 | 0 | 0 | 0 | 488 | 10284 | 1171 | 723 | 0 | 2328681 | 1111 | 0 | 0 | 0 | 0 | 0 | 0 | 0 | 193 | 0 | 0 | 0 | 0 | 0 | 0 | 0 | 0 | 0 | 0 | 0 | 0 | -193 | 132 | 0 | 0 | 0 | 0 | 409 | 183 | 6 | 0 | 0 | 0 | 0 | 13514 | -1 | 630 | 782 | 75 | 503 | 236 | 122 | 309 | 100 | 0 | 0 | 0 | 0 | 0 | 0 | 0 | 0 | 0 | 0 | 0 | 0 | 0 | 167 | 186 | 0 | 56 | 1597 | 47948037 | 61 | 0 | 0 | 0 | 0 | 736 | 0 | 0 | 0 | 0 | 0 | 5747 | 2944 | 2074 | 796 | 46928 | 66 | 100 | 22 | 0 | 0 | 0 | 56 | 0 | 0 | 56 | 0 | 1 | 0 | 0 | 0 | 6 | 1115 | 854 | 2132 | 0 | 1341 | 5448 | 0 | 0 | 841 | 0 | 0 | 2192 | 1663892 | 2416 | 2416 | 0 | 0 | 0 | 0 | 0 | 0 | 0 | 0 | 0 | 0 | 0 | 0 | 0 | 0 | 0 | 0 | 0 | 0 | 0 | 0 | 0
March | 1742 | 0 | 0 | 547 | 1430 | 427 | 0 | 493 | 0 | 0 | 0 | 538 | 12585 | 2167 | 723 | 0 | 2669264 | 1447 | 0 | 0 | 0 | 0 | 0 | 0 | 0 | 151 | 0 | 0 | 0 | 0 | 0 | 0 | 0 | 0 | 0 | 0 | 0 | 0 | -151 | 132 | 0 | 0 | 0 | 0 | 323 | 113 | 0 | 0 | 0 | 0 | 0 | 16906 | -22 | 606 | 540 | 59 | 397 | 198 | 68 | 309 | 100 | 0 | 0 | 0 | 0 | 0 | 0 | 0 | 0 | 0 | 0 | 0 | 0 | 0 | 165 | 190 | 6 | 1151 | 1616 | 47905039 | 61 | 0 | 0 | 0 | 0 | 511 | 0 | 0 | 0 | 0 | 0 | 4459 | 2045 | 1381 | 1091 | 45653 | 58 | 100 | 8 | 0 | 0 | 0 | 39 | 0 | 0 | 39 | 0 | 0 | 0 | 0 | 0 | 0 | 880 | 635 | 1427 | 0 | 1341 | 4283 | 0 | 0 | 841 | 0 | 0 | 1026 | 275047 | 2416 | 2416 | 0 | 0 | 0 | 0 | 0 | 0 | 0 | 0 | 0 | 0 | 0 | 0 | 0 | 0 | 0 | 0 | 0 | 0 | 0 | 0 | 0
April | 1478 | 0 | 0 | 181 | 953 | 674 | 0 | 762 | 0 | 0 | 0 | 590 | 15176 | 4293 | 722 | 0 | 3037901 | 1193 | 0 | 0 | 0 | 0 | 0 | 0 | 0 | 97 | 0 | 0 | 0 | 0 | 0 | 0 | 0 | 0 | 0 | 0 | 0 | 0 | -97 | 132 | 0 | 0 | 0 | 0 | 87 | 20 | 0 | 0 | 0 | 0 | 0 | 19445 | -58 | 621 | 112 | 38 | 107 | 128 | 0 | 309 | 100 | 0 | 0 | 0 | 0 | 0 | 0 | 0 | 0 | 0 | 0 | 0 | 0 | 0 | 158 | 176 | 0 | 844 | 1934 | 47990152 | 61 | 0 | 0 | 0 | 0 | 107 | 0 | 0 | 0 | 0 | 0 | 1240 | 428 | 69 | 760 | 144441 | 17 | 100 | 0 | 0 | 0 | 0 | 39 | 0 | 0 | 39 | 0 | 0 | 0 | 0 | 0 | 0 | 237 | 305 | 75 | 0 | 1341 | 1957 | 0 | 0 | 841 | 0 | 0 | -1299 | 531593 | 2416 | 2416 | 0 | 0 | 0 | 0 | 0 | 0 | 0 | 0 | 0 | 0 | 0 | 0 | 0 | 0 | 0 | 0 | 0 | 0 | 0 | 0 | 0
May | 1485 | 0 | 0 | 57 | 601 | 654 | 0 | 600 | 0 | 0 | 0 | 597 | 16106 | 4084 | 722 | 0 | 3166383 | 810 | 0 | 0 | 0 | 0 | 0 | 0 | 0 | 32 | 0 | 0 | 0 | 0 | 0 | 0 | 0 | 0 | 0 | 0 | 0 | 0 | -32 | 132 | 0 | 0 | 0 | 0 | 42 | 1 | 0 | 0 | 0 | 0 | 0 | 19372 | -118 | 614 | 14 | 13 | 51 | 173 | 0 | 309 | 100 | 0 | 0 | 0 | 0 | 0 | 0 | 0 | 0 | 0 | 0 | 0 | 0 | 0 | 158 | 175 | 0 | 10 | 1470 | 48016362 | 61 | 0 | 0 | 0 | 0 | 13 | 0 | 0 | 0 | 0 | 0 | 515 | 54 | 0 | 460 | 178437 | -1 | 100 | 0 | 0 | 0 | 0 | 47 | 0 | 0 | 47 | 0 | 0 | 0 | 0 | 0 | 0 | 114 | 414 | 0 | 0 | 1341 | 1869 | 0 | 0 | 841 | 0 | 0 | -1388 | 1538709 | 2416 | 2416 | 0 | 0 | 0 | 0 | 0 | 0 | 0 | 0 | 0 | 0 | 0 | 0 | 0 | 0 | 0 | 0 | 0 | 0 | 0 | 0 | 0
June | 1555 | 0 | 0 | 45 | 982 | 687 | 0 | 436 | 0 | 0 | 0 | 597 | 16774 | 4383 | 722 | 0 | 3063726 | 560 | 0 | 0 | 0 | 0 | 0 | 0 | 0 | 32 | 0 | 0 | 0 | 0 | 0 | 0 | 0 | 0 | 0 | 0 | 0 | 0 | -32 | 132 | 0 | 0 | 0 | 0 | 38 | 0 | 0 | 0 | 0 | 0 | 0 | 19515 | -126 | 620 | 18 | 13 | 47 | 145 | 0 | 309 | 100 | 0 | 0 | 0 | 0 | 0 | 0 | 0 | 0 | 0 | 0 | 0 | 0 | 0 | 155 | 172 | 0 | 307 | 1611 | 47845530 | 61 | 0 | 0 | 0 | 0 | 18 | 0 | 0 | 0 | 0 | 0 | 482 | 71 | 0 | 404 | 179101 | -7 | 100 | 0 | 0 | 0 | 0 | 47 | 0 | 0 | 47 | 0 | 0 | 0 | 0 | 0 | 0 | 104 | 346 | 0 | 0 | 1341 | 1791 | 0 | 0 | 841 | 0 | 0 | -1465 | 2572318 | 2416 | 2416 | 0 | 0 | 0 | 0 | 0 | 0 | 0 | 0 | 0 | 0 | 0 | 0 | 0 | 0 | 0 | 0 | 0 | 0 | 0 | 0 | 0
July | 1707 | 0 | 0 | 45 | 640 | 718 | 0 | 239 | 0 | 0 | 0 | 597 | 16618 | 4673 | 722 | 0 | 2917826 | 676 | 0 | 0 | 0 | 0 | 0 | 0 | 0 | 32 | 0 | 0 | 0 | 0 | 0 | 0 | 0 | 0 | 0 | 0 | 0 | 0 | -32 | 132 | 0 | 0 | 0 | 0 | 38 | 0 | 0 | 0 | 0 | 0 | 0 | 19515 | -126 | 614 | 0 | 13 | 47 | 175 | 0 | 309 | 100 | 0 | 0 | 0 | 0 | 0 | 0 | 0 | 0 | 0 | 0 | 0 | 0 | 0 | 149 | 166 | 0 | 7 | 1011 | 47697591 | 61 | 0 | 0 | 0 | 0 | 0 | 0 | 0 | 0 | 0 | 0 | 370 | 1 | 0 | 376 | 179285 | 6 | 100 | 0 | 0 | 0 | 0 | 55 | 0 | 0 | 55 | 0 | 0 | 0 | 0 | 0 | 0 | 104 | 417 | 0 | 0 | 1341 | 1862 | 0 | 0 | 841 | 0 | 0 | -1395 | 3627673 | 2416 | 2416 | 0 | 0 | 0 | 0 | 0 | 0 | 0 | 0 | 0 | 0 | 0 | 0 | 0 | 0 | 0 | 0 | 0 | 0 | 0 | 0 | 0
August | 1769 | 0 | 0 | 45 | 701 | 642 | 0 | 200 | 0 | 0 | 0 | 594 | 15431 | 3977 | 722 | 0 | 2807020 | 661 | 0 | 0 | 0 | 0 | 0 | 0 | 0 | 32 | 0 | 0 | 0 | 0 | 0 | 0 | 0 | 0 | 0 | 0 | 0 | 0 | -32 | 132 | 0 | 0 | 0 | 0 | 38 | 0 | 0 | 0 | 0 | 0 | 0 | 19515 | -126 | 601 | 4 | 13 | 47 | 219 | 0 | 309 | 100 | 0 | 0 | 0 | 0 | 0 | 0 | 0 | 0 | 0 | 0 | 0 | 0 | 0 | 149 | 166 | 0 | 7 | 945 | 47306759 | 61 | 0 | 0 | 0 | 0 | 4 | 0 | 0 | 0 | 0 | 0 | 391 | 17 | 0 | 374 | 179073 | 0 | 100 | 0 | 0 | 0 | 0 | 58 | 0 | 0 | 58 | 0 | 0 | 0 | 0 | 0 | 0 | 104 | 523 | 0 | 0 | 1341 | 1968 | 0 | 0 | 841 | 0 | 0 | -1289 | 4625120 | 2416 | 2416 | 0 | 0 | 0 | 0 | 0 | 0 | 0 | 0 | 0 | 0 | 0 | 0 | 0 | 0 | 0 | 0 | 0 | 0 | 0 | 0 | 0
September | 1579 | 0 | 0 | 111 | 800 | 594 | 0 | 232 | 0 | 0 | 0 | 578 | 14477 | 3594 | 722 | 0 | 2610241 | 447 | 0 | 0 | 0 | 0 | 0 | 0 | 0 | 32 | 0 | 0 | 0 | 0 | 0 | 0 | 0 | 0 | 0 | 0 | 0 | 0 | -32 | 132 | 0 | 0 | 0 | 0 | 65 | 8 | 0 | 0 | 0 | 0 | 0 | 18960 | -95 | 609 | 59 | 13 | 80 | 149 | 0 | 309 | 100 | 0 | 0 | 0 | 0 | 0 | 0 | 0 | 0 | 0 | 0 | 0 | 0 | 0 | 151 | 177 | 3 | 2609 | 1093 | 46903841 | 61 | 0 | 0 | 0 | 0 | 57 | 0 | 0 | 0 | 0 | 0 | 843 | 229 | 0 | 611 | 168310 | -3 | 100 | 0 | 0 | 0 | 0 | 42 | 0 | 0 | 42 | 0 | 0 | 0 | 0 | 0 | 0 | 177 | 356 | 0 | 0 | 1341 | 1874 | 0 | 0 | 841 | 0 | 0 | -1382 | 5593322 | 2416 | 2416 | 0 | 0 | 0 | 0 | 0 | 0 | 0 | 0 | 0 | 0 | 0 | 0 | 0 | 0 | 0 | 0 | 0 | 0 | 0 | 0 | 0
October | 1510 | 0 | 0 | 209 | 1389 | 433 | 0 | 211 | 0 | 0 | 0 | 529 | 12372 | 2263 | 705 | 0 | 2327887 | 427 | 0 | 0 | 0 | 0 | 0 | 0 | 0 | 96 | 0 | 0 | 0 | 0 | 0 | 0 | 0 | 0 | 0 | 0 | 0 | 0 | -96 | 132 | 0 | 0 | 0 | 0 | 123 | 10 | 0 | 0 | 0 | 0 | 0 | 19180 | -56 | 617 | 127 | 37 | 151 | 176 | 1 | 309 | 100 | 2 | 0 | 115 | 0 | 0 | 10 | 0 | 0 | 0 | 0 | 0 | 0 | 0 | 158 | 184 | 2 | 2549 | 1542 | 46713341 | 61 | 0 | 0 | 0 | 0 | 125 | 0 | 0 | 0 | 0 | 0 | 1504 | 499 | 213 | 797 | 105024 | 5 | 100 | 0 | 0 | 0 | 0 | 53 | 0 | 0 | 53 | 0 | 0 | 0 | 0 | 0 | 0 | 335 | 421 | 231 | 0 | 1341 | 2329 | 0 | 0 | 841 | 0 | 0 | -928 | 6421618 | 2416 | 2416 | 0 | 0 | 0 | 0 | 0 | 0 | 0 | 0 | 0 | 0 | 0 | 0 | 0 | 0 | 0 | 0 | 0 | 0 | 0 | 0 | 0
November | 1626 | 0 | 0 | 462 | 1277 | 263 | 0 | 425 | 0 | 0 | 0 | 441 | 8924 | 968 | 723 | 0 | 2124783 | 628 | 0 | 0 | 0 | 0 | 0 | 0 | 0 | 157 | 0 | 0 | 0 | 0 | 0 | 0 | 0 | 0 | 0 | 0 | 0 | 0 | -157 | 132 | 0 | 0 | 0 | 0 | 281 | 61 | 0 | 0 | 0 | 0 | 0 | 22068 | -12 | 616 | 446 | 61 | 346 | 259 | 59 | 309 | 100 | 0 | 2 | 101 | 0 | 0 | 10 | 0 | 0 | 0 | 0 | 0 | 0 | 0 | 157 | 163 | 0 | 342 | 1362 | 46633366 | 61 | 0 | 0 | 0 | 0 | 431 | 0 | 0 | 0 | 0 | 0 | 3751 | 1723 | 1315 | 569 | 49608 | -144 | 100 | 10 | 0 | 0 | 0 | 62 | 0 | 0 | 62 | 0 | 1 | 0 | 0 | 0 | 0 | 767 | 758 | 1355 | 0 | 1341 | 4221 | 0 | 0 | 841 | 0 | 0 | 964 | 6701761 | 2416 | 2416 | 0 | 0 | 0 | 0 | 0 | 0 | 0 | 0 | 0 | 0 | 0 | 0 | 0 | 0 | 0 | 0 | 0 | 0 | 0 | 0 | 0
December | 1760 | 0 | 0 | 612 | 1153 | 213 | 0 | 285 | 0 | 0 | 0 | 425 | 8121 | 564 | 725 | 0 | 2053776 | 814 | 0 | 0 | 0 | 0 | 0 | 0 | 0 | 210 | 0 | 0 | 0 | 0 | 0 | 0 | 0 | 0 | 0 | 0 | 0 | 0 | -210 | 132 | 0 | 0 | 0 | 0 | 470 | 24 | 0 | 0 | 0 | 0 | 0 | 19356 | -15 | 613 | 737 | 82 | 578 | 347 | 258 | 309 | 100 | 0 | 0 | 0 | 0 | 0 | 0 | 0 | 0 | 0 | 0 | 0 | 0 | 0 | 160 | 178 | 0 | 8 | 1206 | 46416771 | 61 | 0 | 0 | 0 | 0 | 731 | 0 | 0 | 0 | 0 | 0 | 5450 | 2923 | 2115 | 441 | 1789 | 29 | 100 | 81 | 0 | 0 | 0 | 41 | 0 | 0 | 41 | 0 | 3 | 0 | 0 | 0 | 0 | 1281 | 1445 | 2169 | 0 | 1341 | 6236 | 0 | 0 | 841 | 0 | 0 | 2980 | 4957213 | 2416 | 2416 | 0 | 0 | 0 | 0 | 0 | 0 | 0 | 0 | 0 | 0 | 0 | 0 | 0 | 0 | 0 | 0 | 0 | 0 | 0 | 0 | 0
Annual Average | 1642 | 0 | 0 | 298 | 1084 | 487 | 0 | 392 | 0 | 0 | 0 | 533 | 13031 | 2744 | 721 | 0 | 2604443 | 820 | 0 | 0 | 0 | 0 | 0 | 0 | 0 | 107 | 0 | 0 | 0 | 0 | 0 | 0 | 0 | 0 | 0 | 0 | 0 | 0 | -107 | 132 | 0 | 0 | 0 | 0 | 191 | 39 | 1 | 0 | 0 | 0 | 0 | 18222 | -65 | 613 | 287 | 42 | 235 | 210 | 54 | 309 | 100 | 0 | 0 | 18 | 0 | 0 | 2 | 0 | 0 | 0 | 0 | 0 | 0 | 0 | 158 | 177 | 1 | 658 | 1396 | 47454255 | 61 | 0 | 0 | 0 | 0 | 278 | 0 | 0 | 0 | 0 | 0 | 2454 | 1111 | 745 | 599 | 108727 | 0 | 100 | 11 | 0 | 0 | 0 | 52 | 0 | 0 | 52 | 0 | 54 | 50 | - | 0 | 1 | 520 | 628 | 767 | 0 | 1341 | 3257 | 0 | 0 | 841 | 0 | 0 | 0 | 3485777 | 2416 | 2416 | 0 | 0 | 0 | 0 | 0 | 0 | 0 | 0 | 0 | 0 | 0 | 0 | 0 | 0 | 0 | 0 | 0 | 0 | 0 | 0 | 0
Annual Maximum | 2486 | 0 | 0 | 1408 | 4441 | 2504 | 0 | 768 | 0 | 0 | 0 | 597 | 23769 | 21300 | 730 | 0 | 3167300 | 1455 | 0 | 2 | 0 | 0 | 0 | 0 | 0 | 325 | 0 | 0 | 0 | 0 | 0 | 0 | 0 | 0 | 0 | 0 | 0 | 0 | -32 | 132 | 0 | 0 | 0 | 0 | 874 | 2456 | 374 | 0 | 0 | 2 | 0 | 27893 | 547 | 791 | 1771 | 127 | 1076 | 946 | 806 | 309 | 100 | 360 | 169 | 1243 | 72 | 73 | 115 | 0 | 0 | 0 | 0 | 0 | 0 | 0 | 266 | 2326 | 772 | 17465 | 3312 | 48148370 | 61 | 0 | 0 | 0 | 0 | 1651 | 0 | 0 | 0 | 0 | 0 | 11516 | 6606 | 4904 | 5028 | 180340 | 6585 | 100 | 1208 | 0 | 0 | 0 | 299 | 0 | 0 | 299 | 0 | 88 | 0 | 0 | 0 | 397 | 2386 | 3502 | 5017 | 0 | 1341 | 10783 | 0 | 0 | 841 | 0 | 0 | 7526 | 6901623 | 2416 | 2416 | 0 | 0 | 0 | 0 | 0 | 0 | 0 | 0 | 0 | 0 | 0 | 0 | 0 | 0 | 0 | 0 | 0 | 0 | 0 | 0 | 0
Annual Minimum | 980 | 0 | 0 | 5 | 8 | 0 | 0 | 199 | 0 | 0 | 0 | 0 | 0 | 0 | 0 | 0 | 2050372 | 420 | 0 | 0 | 0 | 0 | 0 | 0 | 0 | 32 | 0 | 0 | 0 | 0 | 0 | 0 | 0 | 0 | 0 | 0 | 0 | 0 | -325 | 132 | 0 | 0 | 0 | 0 | 38 | 0 | 0 | 0 | 0 | 0 | 0 | 9443 | -2618 | 0 | 0 | 13 | 47 | 24 | 0 | 309 | 100 | 0 | 0 | 0 | 0 | 0 | 0 | 0 | 0 | 0 | 0 | 0 | 0 | 0 | 89 | 0 | 0 | 0 | 386 | 46297473 | 61 | 0 | 0 | 0 | 0 | 0 | 0 | 0 | 0 | 0 | 0 | 44 | 0 | 0 | 2 | 0 | -5476 | 100 | 0 | 0 | 0 | 0 | -18 | 0 | 0 | 0 | 0 | 0 | 0 | 0 | 0 | 0 | 104 | 56 | 0 | 0 | 1341 | 1502 | 0 | 0 | 841 | 0 | 0 | -1755 | 0 | 2416 | 2416 | 0 | 0 | 0 | 0 | 0 | 0 | 0 | 0 | 0 | 0 | 0 | 0 | 0 | 0 | 0 | 0 | 0 | 0 | 0 | 0 | 0

## 50
§§§§§§ WARNING: PP too small. Critical import is needed §§§§§
EnergyPLAN model 15.1 | [5 empty] | OVERVIEW OF INVESTMENT COSTS | Interest Rate: | 0% | [7 empty] | FUEL BALANCE
RESULT: Data-set: | 50final.txt
Technical regulation no. 2 | [5 empty] | COSTS (M EUR): | Total Inv. | Annual Inv. | Fixed |  |  | Total Inv. | Annual Inv. | Fixed |  | Primary Energy
Critical Excess Regulation Strategy: 892345000 | [6 empty] | Costs | Costs | O&M |  |  | Costs | Costs | O&M |  | TWh | DHP | CHP2 | CHP3 | Boiler2 | Boiler3 | PP | Geo/Nu. | Hydro | Waste | CAES/ELT | BioCon | EFuel | VRES | SolarTh | Transp. | Househ | Ind/Var | Total
[6 empty] | Solar thermal | 0 | 0 | 0 | [6 empty] | Coal | 0 | 0 | 0 | 0 | 0 | 0 | 0 | 0 | 0 | 0 | 0 | 0 | 0 | 0 | 0 | 0 | 0 | 0
Total Calculation Time | 12:00 |  |  |  |  | Small CHP units | 1083 | 43 | 47 |  |  | 0 | 0 | 0 |  | Oil | 0 | 0 | 0 | 0 | 0 | 0 | 0 | 0 | 0 | 0 | 0 | 0 | 0 | 0 | 15.93 | 0 | 0 | 15.93
Loading of Data | 12:00 |  |  |  |  | Heat Pump gr. 2 | 0 | 0 | 0 | [6 empty] | N.Gas | 0 | 0 | 5.62 | 0 | 2.28 | 4.45 | 0 | 0 | 0 | 0 | 0 | -8.13 | 0 | 0 | 0 | 2.29 | 13.39 | 19.89
Calculating Strategy 1 | 12:00 |  |  |  |  | Heat Storage CHP | 124 | 6 | 1 |  |  | 0 | 0 | 0 |  | Biomass | 0 | 0 | 1.09 | 0 | 0.44 | 0.86 | 0 | 0 | 0 | 0 | 0 | 0 | 0 | 0 | 0 | 0.53 | 1.24 | 4.16
Calculating Strategy 2 | 12:00 |  |  |  |  | Large CHP units | 1399 | 56 | 32 | [6 empty] | Renewable | 0 | 0 | 0 | 0 | 0 | 0 | 2.2 | 6.34 | 0 | 0 | 0 | 0 | 27.39 | 3.34 | 0 | 0 | 0 | 39.27
Calculating Heatstorage | 12:00 |  |  |  |  | Heat Pump gr. 3 | 2681 | 107 | 54 |  |  | 0 | 0 | 0 |  | H2 etc. | 0 | 0 | 0 | 0 | 0 | 0 | 0 | 0 | 0 | -10.86 | 0 | 9.35 | 0 | 0 | 0 | 0 | 1.51 | 0
Calc. economy and Fuel | 12:00 |  |  |  |  | Heat Storage Solar | 0 | 0 | 0 | [6 empty] | Biofuel | 0 | 0 | 0 | 0 | 0 | 0 | 0 | 0 | 0 | 0 | 0 | 0 | 0 | 0 | 0 | 0 | 0 | 0
[6 empty] | Boilers gr. 2 and 3 | 126 | 5 | 4 |  |  | 0 | 0 | 0 |  | Nucl/CCS | 0 | 0 | 0 | 0 | 0 | 0 | 7.53 | 0 | 0 | 0 | 0 | 0 | 0 | 0 | 0 | 0 | 0 | 7.53
ANNUAL CO2 EMISSIONS (Mt): | [5 empty] | Large Power Plants | 1399 | 56 | 32 | [6 empty] | Total | 0 | 0 | 6.7 | 0 | 2.72 | 5.31 | 9.73 | 6.34 | 0 | -10.86 | 0 | 1.22 | 27.39 | 3.34 | 15.93 | 2.83 | 16.13 | 86.78
CO2-emission (total) | 8.304 |  |  |  |  | Wind | 5199 | 186 | 168 |  |  | 0 | 0 | 0
CO2-emission (corrected) | 8.314 |  |  |  |  | Wind offshore | 0 | 0 | 0
[6 empty] | Photo Voltaic | 6494 | 171 | 65 |  |  | 0 | 0 | 0
SHARE OF RES (incl. Biomass): | [5 empty] | Wave power | 0 | 0 | 0
RES share of PES | 50 | percent |  |  |  | River of hydro | 3563 | 59 | 53 |  |  | 0 | 0 | 0
RES share of elec. prod. | 82.8 | percent |  |  |  | Hydro Power | 5407 | 90 | 68
RES electricity prod. | 35.34 | TWh/year |  |  |  | Hydro Storage | 30756 | 615 | 461 |  |  | 0 | 0 | 0
[6 empty] | Hydro Pump | 0 | 0 | 0
ANNUAL FUEL CONSUMPTIONS (TWh/year) | TOTAL: | HOUSEHOLDS: |  |  |  | Nuclear | 1566 | 26 | 31 |  |  | 0 | 0 | 0
Fuel Consumption (total) | 86.78 |  |  |  |  | Geothermal Electr. | 403 | 20 | 14
CAES Fuel Consumption | 0 |  |  |  |  | Electrolyser | 2846 | 190 | 142 |  |  | 0 | 0 | 0
Fuel(incl.Biomass excl.RES) | 52.78 |  |  |  |  | Hydrogen Storage | 0 | 0 | 0
Fuel Consumption (incl. H2) | 97.63 |  |  |  |  | Charge el1 storage | 265 | 5 | 4 |  |  | 0 | 0 | 0
Fuel Consumption (corrected) | 86.84 |  |  |  |  | Discharge el1 storage | 265 | 5 | 4
Coal Consumption | 0 | 0 |  |  |  | El1 storage cap | 22 | 0 | 0 |  |  | 0 | 0 | 0
Oil Consumption | 15.93 | 0 |  |  |  | Indv. boilers | 3817 | 182 | 99
Ngas Consumption | 19.89 | 2.29 |  |  |  | Indv. CHP | 0 | 0 | 0 |  |  | 0 | 0 | 0
Biomass Consumption | 4.16 | 0.53 |  |  |  | Indv. Heat Pump | 3258 | 163 | 49
Nuclear Fuel Consumption | 7.53 |  |  |  |  | Indv. Electric heat | 0 | 0 | 0 |  |  | 0 | 0 | 0
Waste Input | 0 |  |  |  |  | Indv. Solar thermal | 23877 | 796 | 291
V2G Pre Load Hours | 1 |  |  |  |  | BioGas Upgrade | 0 | 0 | 0 |  |  | 0 | 0 | 0
[6 empty] | Gasification Upgrade | 0 | 0 | 0
ANNUAL COSTS (M EUR) | TOTAL: | VARIABLE: | BREAKDOWN: |  |  | DHP Boiler group 1 | 0 | 0 | 0 |  |  | 0 | 0 | 0
Fuel ex. Ngas exchange |  | 4016 |  |  |  | Waste CHP | 0 | 0 | 0
Coal |  |  | 0 |  |  | Absorp. HP (Waste) | 0 | 0 | 0 |  |  | 0 | 0 | 0
FuelOil |  |  | 0 |  |  | Biogas Plant | 0 | 0 | 0
Gasoil/Diesel |  |  | 2434 |  |  | Gasification Plant | 0 | 0 | 0 |  |  | 0 | 0 | 0
Petrol/JP |  |  | 1260 |  |  | BioDiesel Plant | 0 | 0 | 0
Gas handling |  |  | 141 |  |  | BioPetrol Plant | 0 | 0 | 0 |  |  | 0 | 0 | 0
Biomass |  |  | 134 |  |  | BioJPPlant | 0 | 0 | 0
Food income |  |  | 0 |  |  | Tidal Power | 0 | 0 | 0 |  |  | 0 | 0 | 0
Waste |  |  | 0 |  |  | CSP Solar Power | 2826 | 94 | 113
[6 empty] | Carbon Recycling | 1 | 0 | 0 |  |  | 0 | 0 | 0
Ngas Exchange costs |  | 1161 |  |  |  | Methanation | 416 | 17 | 17
[6 empty] | Liquidation + JP | 0 | 0 | 0 |  |  | 0 | 0 | 0
Marginal operation costs |  | 76 |  |  |  | Desalination Plant | 0 | 0 | 0
[6 empty] | Water storage | 0 | 0 | 0 |  |  | 0 | 0 | 0
Electricity exchange |  | 1 |  |  |  | Gas Storage | 0 | 0 | 0
Import |  |  | 1 |  |  | Oil Storage | 0 | 0 | 0 |  |  | 0 | 0 | 0
Export |  |  | 0 |  |  | Methanol Storage | 0 | 0 | 0
Bottleneck |  |  | 0 |  |  | Interconnection | 0 | 0 | 0 |  |  | 0 | 0 | 0
Fixed imp/exp |  |  | 0 |  |  | Geothermal Heat | 25 | 1 | 1
[6 empty] | Indust. Excess Heat | 20 | 1 | 0
CO2 emission costs |  | 374 |  |  |  | Indust. CHP Electr. | 25 | 1 | 2
[6 empty] | Indust. CHP Heat | 64 | 3 | 5
Variable costs | 5628 |  |  |  |  | Electr Boiler Gr 2+3 | 600 | 17 | 22
Fixed operation costs | 1804 |  |  |  |  | Bicycles | 0 | 0 | 0
[6 empty] | Motorbikes | 0 | 0 | 0
Annual Investment costs | 3186 |  |  |  |  | Electric Cars | 0 | 0 | 0
[6 empty] | Conventional Cars | 0 | 0 | 0
TOTAL ANNUAL COSTS | 10619 |  |  |  |  | DME Buses | 0 | 0 | 0
[6 empty] | Diesel Buses | 0 | 0 | 0
[6 empty] | DME Trucks | 0 | 0 | 0
[6 empty] | Diesel Trucks | 0 | 0 | 0
[6 empty] | El1 storage cap | 3030 | 152 | 0
42.43
27.42
| Electr. | Elec.dem | Fixed | DH | Wind | PV | Wave | River | Tidal | Wave | CSP | CSP2 | CSP2 | CSP2 | Hydro | Hydro | Hydro | Hydro | Hydro | Solar | CSHP 1 | Waste 1 | Boiler 1 | Solar 1 | Sol1 Str | CSHP 2 | Waste 2 | Geoth 2 | Geoth 2 | Geoth 2 | CHP 2 | HP 2 | Boiler 2 | EH 2 | ELT 2 | Solar2 | Sol2 Str | Storage2 | Balance2 | CSHP 3 | Waste 3 | Geoth 3 | Geoth 3 | Geoth 3 | CHP 3 | HP 3 | Boiler 3 | EH 3 | ELT 3 | Solar3 | Sol3 Str | Storage3 | Balance3 | Flexible | HP | CSHP | CHP | PP | PP2 | Nuclear | Geother. | Pump | Turbine | Pumped | Pump2 | Turbine2 | Pumped2 | Rock in | Rock out | Rock str | ELT 2 | ELT 2 H2 | ELT 3 | ELT 3 H2 | V2G | V2G | V2G | V2G | Trans H2 | Trans H2 | CO2Hydro | NH3Hydro | CO2Hydro | NH3Hydro | HH-CHP | HH-HP | HH-HP/EB | HH-EB | HH-H2 | HH-H2 | HH-H2 | HH Dem. | HH CHP+HP | HH Boil. | HH Solar | HH Store | HH Balan | Stabil. | Import | Export | CEEP | EEEP | ExMarket | ExMarket | System | InMarket | Btl-neck | Import | Export | Blt-neck | Add-exp | Boilers | CHP2+3 | PP | Indi- | Transp. | Indust. | Demand | Biogas | Syngas | CO2HyGas | SynHyGas | SynFuel | Storage | Storage | Sum | Import | Export | FreshW | FreshW | SaltW | Brine | Brine | Desal.Pl | FWPump | Turbine | Pump | CoolGr1 | CoolGr2 | CoolGr3 | Cool-El | CoolGr1 | CoolGr2 | CoolGr3 | Cooling | Cooling | Cooling | Cooling
| Demand | Cooling | Exp/Imp | Demand | Electr. | Electr. | Electr. | Electr. | Electr. | Electr. | Electr. | Electr. | Storage | loss | Electr. | pump | storage | Wat-Sup | Wat-Loss | Heat | Heat | Heat | Heat | Heat | Heat | Heat | Heat | Heat | Steam | Storage | Heat | Heat | Heat | Heat | Heat | Heat | Heat | Heat | Heat | Heat | Heat | Heat | Steam | Storage | Heat | Heat | Heat | Heat | Heat | Heat | Heat | Heat | Heat | Electr. | Electr. | Electr. | Electr. | Electr. | Electr. | Electr. | Electr. | Electr. | Electr. | Storage | Electr. | Electr. | Storage | Electr. | Steam | Storage | Electr. | ELT 2 | Electr. | ELT 3 | Demand | Charge | Discha. | Storage | Electr. | Electr. | Storage | Electr. | liq.fuel | Ammonia | Electr. | Electr. | Electr. | Electr. | Electr. | Storage | Prices | Heat | Heat | Heat | Heat | Heat | Heat | Load | Electr. | Electr. | Electr. | Electr. | Prices | Prod | Prices | Prices | Prices | Payment | Payment | Payment | Payment |  |  | CAES | vidual |  | Various | Sum | [6 empty] | Content |  | Gas | Gas | Demand | Storage | Demand | Prod. | Storage | Electr. | Electr. | Electr. | Electr. | Demand | Demand | Demand | Demand | Natural | Natural | Natural | DHgr1 | DHgr2 | DHgr3 | Electr.
TOTAL FOR ONE YEAR (TWh/year):
Annual: | 14.83 | 0 | 0 | 16.12 | 11.73 | 7.49 | 0 | 2.91 | 0 | 0 | 0 | 5.26 | 0.01 | 22.15 | 6.34 | 0 | 0 | 7.2 | 0 | 0 | 0 | 0 | 0 | 0 | 0 | 0.94 | 0 | 0 | 0 | 0 | 0 | 0 | 0 | 0 | 0 | 0 | 0 | 0 | -0.94 | 1.16 | 0 | 0 | 0 | 0 | 2.35 | 9.36 | 2.44 | 0 | 0 | 0 | 0 | 0 | 0.81 | 4.18 | 2.49 | 0.37 | 2.89 | 1.63 | 0.49 | 2.71 | 0.88 | 0.02 | 0.02 | 0 | 0.14 | 0.1 | 0 | 0 | 0 | 0 | 0 | 0 | 0 | 0 | 2.57 | 2.9 | 0.03 | 0 | 17.72 | 2.08 | 0.59 | 0 | 0 | 0 | 0 | 0.15 | 0 | 0 | 0 | 0 | 0 | 5.65 | 0.61 | 2.32 | 2.72 | 0 | 0 | Percent | 0.02 | 0 | 0 | 0 | 0.46 | 0 | 0 | 0.46 | 0 | 1 | 0 | 0 | 0 | 2.28 | 5.62 | 4.45 | 2.29 | 0 | 13.39 | 28.02 | 0 | 0 | 8.13 | 0 | 0 | 0 | 22365.11 | 19.89 | 19.89 | 0 | 0 | 0 | 0 | 0 | 0 | 0 | 0 | 0 | 0 | 0 | 0 | 0 | 0 | 0 | 0 | 0 | 0 | 0 | 0 | 0
MONTHLY AVERAGE VALUES (MW):
January | 1712 | 0 | 0 | 3378 | 1528 | 412 | 0 | 431 | 0 | 0 | 0 | 461 | 10050 | 627 | 750 | 0 | 2131702 | 1067 | 0 | 0 | 0 | 0 | 0 | 0 | 0 | 221 | 0 | 0 | 0 | 0 | 0 | 0 | 0 | 0 | 0 | 0 | 0 | 0 | -221 | 132 | 0 | 0 | 0 | 0 | 423 | 1962 | 752 | 0 | 0 | 0 | 0 | 25021 | 108 | 472 | 531 | 86 | 520 | 280 | 152 | 309 | 100 | 0 | 0 | 0 | 0 | 0 | 0 | 0 | 0 | 0 | 0 | 0 | 0 | 0 | 311 | 345 | 0 | 129 | 1903 | 52165049 | 67 | 0 | 0 | 0 | 0 | 40 | 0 | 0 | 0 | 0 | 0 | 1258 | 160 | 699 | 398 | 23131 | 0 | 100 | 1 | 0 | 0 | 0 | 84 | 0 | 0 | 84 | 0 | 0 | 0 | 0 | 0 | 700 | 1012 | 906 | 689 | 0 | 1524 | 4832 | 0 | 0 | 925 | 0 | 0 | 1642 | 2173470 | 2264 | 2264 | 0 | 0 | 0 | 0 | 0 | 0 | 0 | 0 | 0 | 0 | 0 | 0 | 0 | 0 | 0 | 0 | 0 | 0 | 0 | 0 | 0
February | 1878 | 0 | 0 | 4492 | 2320 | 527 | 0 | 270 | 0 | 0 | 0 | 535 | 10591 | 1022 | 723 | 0 | 2299821 | 1111 | 0 | 0 | 0 | 0 | 0 | 0 | 0 | 193 | 0 | 0 | 0 | 0 | 0 | 0 | 0 | 0 | 0 | 0 | 0 | 0 | -193 | 132 | 0 | 0 | 0 | 0 | 373 | 2556 | 771 | 0 | 0 | 0 | 0 | 21069 | 661 | 484 | 679 | 75 | 459 | 206 | 112 | 309 | 100 | 5 | 0 | 408 | 3 | 0 | 235 | 0 | 0 | 0 | 0 | 0 | 0 | 0 | 310 | 367 | 8 | 4962 | 2165 | 52291279 | 67 | 0 | 0 | 0 | 0 | 40 | 0 | 0 | 0 | 0 | 0 | 1506 | 162 | 775 | 570 | 23603 | 0 | 100 | 4 | 0 | 0 | 0 | 56 | 0 | 0 | 56 | 0 | 0 | 0 | 0 | 0 | 718 | 892 | 666 | 766 | 0 | 1524 | 4566 | 0 | 0 | 925 | 0 | 0 | 1376 | 977043 | 2264 | 2264 | 0 | 0 | 0 | 0 | 0 | 0 | 0 | 0 | 0 | 0 | 0 | 0 | 0 | 0 | 0 | 0 | 0 | 0 | 0 | 0 | 0
March | 1790 | 0 | 0 | 3370 | 1762 | 748 | 0 | 416 | 0 | 0 | 0 | 602 | 13763 | 1944 | 708 | 0 | 2647919 | 1447 | 0 | 0 | 0 | 0 | 0 | 0 | 0 | 151 | 0 | 0 | 0 | 0 | 0 | 0 | 0 | 0 | 0 | 0 | 0 | 0 | -151 | 132 | 0 | 0 | 0 | 0 | 374 | 2153 | 495 | 0 | 0 | 0 | 0 | 17300 | 215 | 469 | 567 | 59 | 461 | 170 | 51 | 309 | 100 | 5 | 7 | 601 | 35 | 20 | 5054 | 0 | 0 | 0 | 0 | 0 | 0 | 0 | 305 | 363 | 17 | 6669 | 2130 | 52517804 | 67 | 0 | 0 | 0 | 0 | 29 | 0 | 0 | 0 | 0 | 0 | 1168 | 117 | 443 | 607 | 25292 | -1 | 100 | 0 | 0 | 0 | 0 | 39 | 0 | 0 | 39 | 0 | 0 | 0 | 0 | 0 | 461 | 896 | 461 | 444 | 0 | 1524 | 3786 | 0 | 0 | 925 | 0 | 0 | 596 | 137257 | 2264 | 2264 | 0 | 0 | 0 | 0 | 0 | 0 | 0 | 0 | 0 | 0 | 0 | 0 | 0 | 0 | 0 | 0 | 0 | 0 | 0 | 0 | 0
April | 1520 | 0 | 0 | 1117 | 1174 | 1181 | 0 | 643 | 0 | 0 | 0 | 671 | 16974 | 4019 | 692 | 0 | 3037209 | 1193 | 0 | 0 | 0 | 0 | 0 | 0 | 0 | 97 | 0 | 0 | 0 | 0 | 0 | 0 | 0 | 0 | 0 | 0 | 0 | 0 | -97 | 132 | 0 | 0 | 0 | 0 | 201 | 819 | 0 | 0 | 0 | 0 | 0 | 29201 | -35 | 483 | 215 | 38 | 247 | 58 | 0 | 309 | 100 | 5 | 0 | 1687 | 21 | 0 | 11418 | 0 | 0 | 0 | 0 | 0 | 0 | 0 | 292 | 354 | 2 | 23427 | 2448 | 52881300 | 67 | 0 | 0 | 0 | 0 | 10 | 0 | 0 | 0 | 0 | 0 | 325 | 41 | 0 | 285 | 67592 | 1 | 100 | 0 | 0 | 0 | 0 | 39 | 0 | 0 | 39 | 0 | 0 | 0 | 0 | 0 | 0 | 481 | 121 | 0 | 0 | 1524 | 2125 | 0 | 0 | 925 | 0 | 0 | -1065 | 456764 | 2264 | 2264 | 0 | 0 | 0 | 0 | 0 | 0 | 0 | 0 | 0 | 0 | 0 | 0 | 0 | 0 | 0 | 0 | 0 | 0 | 0 | 0 | 0
May | 1527 | 0 | 0 | 352 | 740 | 1146 | 0 | 506 | 0 | 0 | 0 | 680 | 17980 | 3802 | 728 | 0 | 3180564 | 810 | 0 | 0 | 0 | 0 | 0 | 0 | 0 | 32 | 0 | 0 | 0 | 0 | 0 | 0 | 0 | 0 | 0 | 0 | 0 | 0 | -32 | 132 | 0 | 0 | 0 | 0 | 132 | 119 | 0 | 0 | 0 | 0 | 0 | 31084 | -30 | 476 | 31 | 13 | 162 | 122 | 0 | 309 | 100 | 0 | 4 | 1261 | 0 | 22 | 9506 | 0 | 0 | 0 | 0 | 0 | 0 | 0 | 293 | 286 | 1 | 9024 | 2145 | 53218968 | 67 | 0 | 0 | 0 | 0 | 2 | 0 | 0 | 0 | 0 | 0 | 135 | 6 | 0 | 129 | 80016 | 0 | 100 | 0 | 0 | 0 | 0 | 47 | 0 | 0 | 47 | 0 | 0 | 0 | 0 | 0 | 0 | 315 | 255 | 0 | 0 | 1524 | 2094 | 0 | 0 | 925 | 0 | 0 | -1095 | 1284962 | 2264 | 2264 | 0 | 0 | 0 | 0 | 0 | 0 | 0 | 0 | 0 | 0 | 0 | 0 | 0 | 0 | 0 | 0 | 0 | 0 | 0 | 0 | 0
June | 1598 | 0 | 0 | 275 | 1210 | 1203 | 0 | 368 | 0 | 0 | 0 | 681 | 18730 | 4099 | 685 | 0 | 3079312 | 560 | 0 | 0 | 0 | 0 | 0 | 0 | 0 | 32 | 0 | 0 | 0 | 0 | 0 | 0 | 0 | 0 | 0 | 0 | 0 | 0 | -32 | 132 | 0 | 0 | 0 | 0 | 114 | 61 | 0 | 0 | 0 | 0 | 0 | 32613 | -33 | 482 | 17 | 13 | 141 | 137 | 0 | 309 | 100 | 5 | 0 | 1230 | 58 | 0 | 8087 | 0 | 0 | 0 | 0 | 0 | 0 | 0 | 288 | 348 | 0 | 15408 | 2270 | 53407860 | 67 | 0 | 0 | 0 | 0 | 1 | 0 | 0 | 0 | 0 | 0 | 126 | 5 | 0 | 121 | 80097 | 0 | 100 | 0 | 0 | 0 | 0 | 47 | 0 | 0 | 47 | 0 | 0 | 0 | 0 | 0 | 0 | 273 | 288 | 0 | 0 | 1524 | 2085 | 0 | 0 | 925 | 0 | 0 | -1105 | 2020063 | 2264 | 2264 | 0 | 0 | 0 | 0 | 0 | 0 | 0 | 0 | 0 | 0 | 0 | 0 | 0 | 0 | 0 | 0 | 0 | 0 | 0 | 0 | 0
July | 1755 | 0 | 0 | 275 | 788 | 1257 | 0 | 202 | 0 | 0 | 0 | 681 | 18571 | 4392 | 731 | 0 | 2955554 | 676 | 0 | 0 | 0 | 0 | 0 | 0 | 0 | 32 | 0 | 0 | 0 | 0 | 0 | 0 | 0 | 0 | 0 | 0 | 0 | 0 | -32 | 132 | 0 | 0 | 0 | 0 | 126 | 49 | 0 | 0 | 0 | 0 | 0 | 33151 | -32 | 475 | 12 | 13 | 155 | 134 | 0 | 309 | 100 | 0 | 4 | 346 | 0 | 41 | 12229 | 0 | 0 | 0 | 0 | 0 | 0 | 0 | 277 | 283 | 3 | 3877 | 1823 | 53640368 | 67 | 0 | 0 | 0 | 0 | 0 | 0 | 0 | 0 | 0 | 0 | 97 | 0 | 0 | 97 | 80224 | 0 | 100 | 0 | 0 | 0 | 0 | 55 | 0 | 0 | 55 | 0 | 0 | 0 | 0 | 0 | 0 | 301 | 281 | 0 | 0 | 1524 | 2107 | 0 | 0 | 925 | 0 | 0 | -1083 | 2892267 | 2264 | 2264 | 0 | 0 | 0 | 0 | 0 | 0 | 0 | 0 | 0 | 0 | 0 | 0 | 0 | 0 | 0 | 0 | 0 | 0 | 0 | 0 | 0
August | 1819 | 0 | 0 | 275 | 863 | 1124 | 0 | 169 | 0 | 0 | 0 | 677 | 17243 | 3698 | 737 | 0 | 2833632 | 661 | 0 | 0 | 0 | 0 | 0 | 0 | 0 | 32 | 0 | 0 | 0 | 0 | 0 | 0 | 0 | 0 | 0 | 0 | 0 | 0 | -32 | 132 | 0 | 0 | 0 | 0 | 129 | 45 | 0 | 0 | 0 | 0 | 0 | 33771 | -31 | 468 | 12 | 13 | 159 | 268 | 0 | 309 | 100 | 0 | 0 | 0 | 0 | 0 | 0 | 0 | 0 | 0 | 0 | 0 | 0 | 0 | 276 | 307 | 0 | 417 | 1745 | 53695777 | 67 | 0 | 0 | 0 | 0 | 0 | 0 | 0 | 0 | 0 | 0 | 103 | 2 | 0 | 101 | 80158 | 0 | 100 | 0 | 0 | 0 | 0 | 58 | 0 | 0 | 58 | 0 | 0 | 0 | 0 | 0 | 0 | 309 | 562 | 0 | 0 | 1524 | 2395 | 0 | 0 | 925 | 0 | 0 | -795 | 3547014 | 2264 | 2264 | 0 | 0 | 0 | 0 | 0 | 0 | 0 | 0 | 0 | 0 | 0 | 0 | 0 | 0 | 0 | 0 | 0 | 0 | 0 | 0 | 0
September | 1624 | 0 | 0 | 684 | 985 | 1041 | 0 | 195 | 0 | 0 | 0 | 655 | 16185 | 3333 | 719 | 0 | 2626608 | 447 | 0 | 0 | 0 | 0 | 0 | 0 | 0 | 32 | 0 | 0 | 0 | 0 | 0 | 0 | 0 | 0 | 0 | 0 | 0 | 0 | -32 | 132 | 0 | 0 | 0 | 0 | 162 | 398 | 0 | 0 | 0 | 0 | 0 | 34497 | -7 | 471 | 105 | 13 | 199 | 233 | 3 | 309 | 100 | 5 | 0 | 603 | 25 | 0 | 2388 | 0 | 0 | 0 | 0 | 0 | 0 | 0 | 280 | 344 | 1 | 6716 | 1812 | 53694449 | 67 | 0 | 0 | 0 | 0 | 6 | 0 | 0 | 0 | 0 | 0 | 221 | 24 | 0 | 197 | 78513 | 0 | 100 | 0 | 0 | 0 | 0 | 42 | 0 | 0 | 42 | 0 | 0 | 0 | 0 | 0 | 0 | 387 | 496 | 0 | 0 | 1524 | 2407 | 0 | 0 | 925 | 0 | 0 | -783 | 4116375 | 2264 | 2264 | 0 | 0 | 0 | 0 | 0 | 0 | 0 | 0 | 0 | 0 | 0 | 0 | 0 | 0 | 0 | 0 | 0 | 0 | 0 | 0 | 0
October | 1552 | 0 | 0 | 1288 | 1712 | 758 | 0 | 178 | 0 | 0 | 0 | 596 | 13605 | 2042 | 683 | 0 | 2349853 | 427 | 0 | 0 | 0 | 0 | 0 | 0 | 0 | 96 | 0 | 0 | 0 | 0 | 0 | 0 | 0 | 0 | 0 | 0 | 0 | 0 | -96 | 132 | 0 | 0 | 0 | 0 | 279 | 874 | 36 | 0 | 0 | 0 | 0 | 18090 | -32 | 480 | 233 | 37 | 343 | 164 | 25 | 309 | 100 | 5 | 4 | 1016 | 50 | 18 | 6665 | 0 | 0 | 0 | 0 | 0 | 0 | 0 | 293 | 331 | 2 | 7839 | 2211 | 53886067 | 67 | 0 | 0 | 0 | 0 | 14 | 0 | 0 | 0 | 0 | 0 | 394 | 56 | 0 | 338 | 73203 | 0 | 100 | 0 | 0 | 0 | 0 | 53 | 0 | 0 | 53 | 0 | 0 | 0 | 0 | 0 | 33 | 667 | 395 | 0 | 0 | 1524 | 2619 | 0 | 0 | 925 | 0 | 0 | -570 | 4616190 | 2264 | 2264 | 0 | 0 | 0 | 0 | 0 | 0 | 0 | 0 | 0 | 0 | 0 | 0 | 0 | 0 | 0 | 0 | 0 | 0 | 0 | 0 | 0
November | 1672 | 0 | 0 | 2846 | 1574 | 461 | 0 | 358 | 0 | 0 | 0 | 485 | 9421 | 821 | 742 | 0 | 2159765 | 628 | 0 | 0 | 0 | 0 | 0 | 0 | 0 | 157 | 0 | 0 | 0 | 0 | 0 | 0 | 0 | 0 | 0 | 0 | 0 | 0 | -157 | 132 | 0 | 0 | 0 | 0 | 407 | 1742 | 416 | 0 | 0 | 0 | 0 | 11115 | 150 | 477 | 463 | 61 | 500 | 168 | 110 | 309 | 100 | 0 | 4 | 395 | 0 | 37 | 6414 | 0 | 0 | 0 | 0 | 0 | 0 | 0 | 292 | 307 | 13 | 4411 | 1941 | 54126170 | 67 | 0 | 0 | 0 | 0 | 28 | 0 | 0 | 0 | 0 | 0 | 983 | 111 | 422 | 444 | 35472 | -6 | 100 | 5 | 0 | 0 | 0 | 62 | 0 | 0 | 62 | 0 | 0 | 0 | 0 | 0 | 388 | 973 | 582 | 418 | 0 | 1524 | 3885 | 0 | 0 | 925 | 0 | 0 | 695 | 4774248 | 2264 | 2264 | 0 | 0 | 0 | 0 | 0 | 0 | 0 | 0 | 0 | 0 | 0 | 0 | 0 | 0 | 0 | 0 | 0 | 0 | 0 | 0 | 0
December | 1809 | 0 | 0 | 3769 | 1420 | 373 | 0 | 240 | 0 | 0 | 0 | 465 | 8399 | 434 | 757 | 0 | 2066593 | 814 | 0 | 0 | 0 | 0 | 0 | 0 | 0 | 210 | 0 | 0 | 0 | 0 | 0 | 0 | 0 | 0 | 0 | 0 | 0 | 0 | -210 | 132 | 0 | 0 | 0 | 0 | 488 | 2064 | 878 | 0 | 0 | 0 | 0 | 13079 | 207 | 475 | 554 | 82 | 600 | 289 | 214 | 309 | 100 | 0 | 0 | 0 | 0 | 0 | 0 | 0 | 0 | 0 | 0 | 0 | 0 | 0 | 297 | 330 | 0 | 27 | 1634 | 54156682 | 67 | 0 | 0 | 0 | 0 | 38 | 0 | 0 | 0 | 0 | 0 | 1428 | 150 | 844 | 439 | 21961 | 6 | 100 | 21 | 0 | 0 | 0 | 41 | 0 | 0 | 41 | 0 | 1 | 0 | 0 | 0 | 817 | 1167 | 1054 | 830 | 0 | 1524 | 5392 | 0 | 0 | 925 | 0 | 0 | 2203 | 3494711 | 2264 | 2264 | 0 | 0 | 0 | 0 | 0 | 0 | 0 | 0 | 0 | 0 | 0 | 0 | 0 | 0 | 0 | 0 | 0 | 0 | 0 | 0 | 0
Annual Average | 1688 | 0 | 0 | 1835 | 1335 | 853 | 0 | 331 | 0 | 0 | 0 | 599 | 14302 | 2522 | 721 | 0 | 2614541 | 820 | 0 | 0 | 0 | 0 | 0 | 0 | 0 | 107 | 0 | 0 | 0 | 0 | 0 | 0 | 0 | 0 | 0 | 0 | 0 | 0 | -107 | 132 | 0 | 0 | 0 | 0 | 267 | 1065 | 278 | 0 | 0 | 0 | 0 | 25000 | 93 | 476 | 284 | 42 | 329 | 186 | 56 | 309 | 100 | 2 | 2 | 626 | 16 | 12 | 5172 | 0 | 0 | 0 | 0 | 0 | 0 | 0 | 293 | 330 | 4 | 6858 | 2017 | 53309952 | 67 | 0 | 0 | 0 | 0 | 17 | 0 | 0 | 0 | 0 | 0 | 643 | 69 | 264 | 309 | 55842 | 0 | 100 | 3 | 0 | 0 | 0 | 52 | 0 | 0 | 52 | 0 | 51 | 58 | - | 0 | 259 | 639 | 506 | 261 | 0 | 1524 | 3190 | 0 | 0 | 925 | 0 | 0 | 0 | 2546119 | 2264 | 2264 | 0 | 0 | 0 | 0 | 0 | 0 | 0 | 0 | 0 | 0 | 0 | 0 | 0 | 0 | 0 | 0 | 0 | 0 | 0 | 0 | 0
Annual Maximum | 2556 | 0 | 0 | 8676 | 5472 | 4386 | 0 | 648 | 0 | 0 | 0 | 681 | 27100 | 21004 | 826 | 0 | 3182515 | 1455 | 0 | 2 | 0 | 0 | 0 | 0 | 0 | 325 | 0 | 0 | 0 | 0 | 0 | 0 | 0 | 0 | 0 | 0 | 0 | 0 | -32 | 132 | 0 | 0 | 0 | 0 | 874 | 3300 | 1500 | 0 | 0 | 2 | 0 | 41246 | 3976 | 614 | 1052 | 127 | 1076 | 859 | 806 | 309 | 100 | 442 | 442 | 2937 | 2559 | 504 | 33629 | 0 | 0 | 0 | 0 | 0 | 0 | 0 | 494 | 4353 | 744 | 32407 | 3290 | 54205346 | 67 | 0 | 0 | 0 | 0 | 227 | 0 | 0 | 0 | 0 | 0 | 3017 | 908 | 2105 | 4515 | 80365 | 3310 | 100 | 710 | 0 | 0 | 0 | 299 | 0 | 0 | 299 | 0 | 31 | 0 | 0 | 0 | 1396 | 2093 | 2254 | 2055 | 0 | 1524 | 8828 | 0 | 0 | 925 | 0 | 0 | 5638 | 4942985 | 2264 | 2264 | 0 | 0 | 0 | 0 | 0 | 0 | 0 | 0 | 0 | 0 | 0 | 0 | 0 | 0 | 0 | 0 | 0 | 0 | 0 | 0 | 0
Annual Minimum | 1008 | 0 | 0 | 33 | 10 | 0 | 0 | 168 | 0 | 0 | 0 | 0 | 0 | 0 | 0 | 0 | 2050372 | 420 | 0 | 0 | 0 | 0 | 0 | 0 | 0 | 32 | 0 | 0 | 0 | 0 | 0 | 0 | 0 | 0 | 0 | 0 | 0 | 0 | -325 | 132 | 0 | 0 | 0 | 0 | 94 | 0 | 0 | 0 | 0 | 0 | 0 | 0 | -3539 | 0 | 0 | 13 | 115 | 58 | 0 | 309 | 100 | 0 | 0 | 0 | 0 | 0 | 0 | 0 | 0 | 0 | 0 | 0 | 0 | 0 | 165 | 0 | 0 | 0 | 462 | 52070146 | 67 | 0 | 0 | 0 | 0 | 0 | 0 | 0 | 0 | 0 | 0 | 12 | 0 | 0 | 4 | 11519 | -894 | 100 | 0 | 0 | 0 | 0 | -18 | 0 | 0 | 0 | 0 | 0 | 0 | 0 | 0 | 0 | 224 | 121 | 0 | 0 | 1524 | 1869 | 0 | 0 | 925 | 0 | 0 | -1321 | 0 | 2264 | 2264 | 0 | 0 | 0 | 0 | 0 | 0 | 0 | 0 | 0 | 0 | 0 | 0 | 0 | 0 | 0 | 0 | 0 | 0 | 0 | 0 | 0

## 60
§§§§§§ WARNING: PP too small. Critical import is needed §§§§§
EnergyPLAN model 15.1 | [5 empty] | OVERVIEW OF INVESTMENT COSTS | Interest Rate: | 0% | [7 empty] | FUEL BALANCE
RESULT: Data-set: | 60final.txt
Technical regulation no. 2 | [5 empty] | COSTS (M EUR): | Total Inv. | Annual Inv. | Fixed |  |  | Total Inv. | Annual Inv. | Fixed |  | Primary Energy
Critical Excess Regulation Strategy: 892345000 | [6 empty] | Costs | Costs | O&M |  |  | Costs | Costs | O&M |  | TWh | DHP | CHP2 | CHP3 | Boiler2 | Boiler3 | PP | Geo/Nu. | Hydro | Waste | CAES/ELT | BioCon | EFuel | VRES | SolarTh | Transp. | Househ | Ind/Var | Total
[6 empty] | Solar thermal | 0 | 0 | 0 | [6 empty] | Coal | 0 | 0 | 0 | 0 | 0 | 0 | 0 | 0 | 0 | 0 | 0 | 0 | 0 | 0 | 0 | 0 | 0 | 0
Total Calculation Time | 12:00 |  |  |  |  | Small CHP units | 1083 | 43 | 47 |  |  | 0 | 0 | 0 |  | Oil | 0 | 0 | 0 | 0 | 0 | 0 | 0 | 0 | 0 | 0 | 0 | 0 | 0 | 0 | 16.63 | 0 | 0 | 16.63
Loading of Data | 12:00 |  |  |  |  | Heat Pump gr. 2 | 0 | 0 | 0 | [6 empty] | N.Gas | 0 | 0 | 3.16 | 0 | 0.79 | 2.64 | 0 | 0 | 0 | 0 | 0 | -8.5 | 0 | 0 | 0 | 2.61 | 9.22 | 9.92
Calculating Strategy 1 | 12:00 |  |  |  |  | Heat Storage CHP | 157 | 8 | 1 |  |  | 0 | 0 | 0 |  | Biomass | 0 | 0 | 2.14 | 0 | 0.54 | 1.79 | 0 | 0 | 0 | 0 | 0 | 0 | 0 | 0 | 0 | 1.86 | 1.24 | 7.57
Calculating Strategy 2 | 12:00 |  |  |  |  | Large CHP units | 1399 | 56 | 32 | [6 empty] | Renewable | 0 | 0 | 0 | 0 | 0 | 0 | 2.2 | 6.34 | 0 | 0 | 0 | 0 | 34.34 | 3.2 | 0 | 0 | 0 | 46.07
Calculating Heatstorage | 12:00 |  |  |  |  | Heat Pump gr. 3 | 3399 | 136 | 68 |  |  | 0 | 0 | 0 |  | H2 etc. | 0 | 0 | 0.19 | 0 | 0 | 0.04 | 0 | 0 | 0 | -13.37 | 0 | 9.78 | 0 | 0 | 0 | 0 | 3.59 | 0.24
Calc. economy and Fuel | 12:00 |  |  |  |  | Heat Storage Solar | 0 | 0 | 0 | [6 empty] | Biofuel | 0 | 0 | 0 | 0 | 0 | 0 | 0 | 0 | 0 | 0 | 0 | 0 | 0 | 0 | 0 | 0 | 0 | 0
[6 empty] | Boilers gr. 2 and 3 | 126 | 5 | 4 |  |  | 0 | 0 | 0 |  | Nucl/CCS | 0 | 0 | 0 | 0 | 0 | 0 | 7.53 | 0 | 0 | 0 | 0 | 0 | 0 | 0 | 0 | 0 | 0 | 7.53
ANNUAL CO2 EMISSIONS (Mt): | [5 empty] | Large Power Plants | 1399 | 56 | 32 | [6 empty] | Total | 0 | 0 | 5.5 | 0 | 1.33 | 4.47 | 9.73 | 6.34 | 0 | -13.37 | 0 | 1.28 | 34.34 | 3.2 | 16.63 | 4.47 | 14.05 | 87.95
CO2-emission (total) | 6.455 |  |  |  |  | Wind | 7291 | 243 | 238 |  |  | 0 | 0 | 0
CO2-emission (corrected) | 6.477 |  |  |  |  | Wind offshore | 0 | 0 | 0
[6 empty] | Photo Voltaic | 6344 | 159 | 63 |  |  | 0 | 0 | 0
SHARE OF RES (incl. Biomass): | [5 empty] | Wave power | 0 | 0 | 0
RES share of PES | 61 | percent |  |  |  | River of hydro | 3716 | 62 | 56 |  |  | 0 | 0 | 0
RES share of elec. prod. | 88.6 | percent |  |  |  | Hydro Power | 5407 | 90 | 68
RES electricity prod. | 43.02 | TWh/year |  |  |  | Hydro Storage | 30756 | 615 | 461 |  |  | 0 | 0 | 0
[6 empty] | Hydro Pump | 0 | 0 | 0
ANNUAL FUEL CONSUMPTIONS (TWh/year) | TOTAL: | HOUSEHOLDS: |  |  |  | Nuclear | 1566 | 26 | 31 |  |  | 0 | 0 | 0
Fuel Consumption (total) | 87.95 |  |  |  |  | Geothermal Electr. | 403 | 20 | 14
CAES Fuel Consumption | 0 |  |  |  |  | Electrolyser | 2478 | 165 | 124 |  |  | 0 | 0 | 0
Fuel(incl.Biomass excl.RES) | 47.78 |  |  |  |  | Hydrogen Storage | 0 | 0 | 0
Fuel Consumption (incl. H2) | 101.32 |  |  |  |  | Charge el1 storage | 259 | 5 | 4 |  |  | 0 | 0 | 0
Fuel Consumption (corrected) | 88.13 |  |  |  |  | Discharge el1 storage | 259 | 5 | 4
Coal Consumption | 0 | 0 |  |  |  | El1 storage cap | 22 | 0 | 0 |  |  | 0 | 0 | 0
Oil Consumption | 16.63 | 0 |  |  |  | Indv. boilers | 5073 | 242 | 132
Ngas Consumption | 9.92 | 2.61 |  |  |  | Indv. CHP | 0 | 0 | 0 |  |  | 0 | 0 | 0
Biomass Consumption | 7.57 | 1.86 |  |  |  | Indv. Heat Pump | 3258 | 163 | 49
Nuclear Fuel Consumption | 7.53 |  |  |  |  | Indv. Electric heat | 0 | 0 | 0 |  |  | 0 | 0 | 0
Waste Input | 0 |  |  |  |  | Indv. Solar thermal | 14350 | 478 | 175
V2G Pre Load Hours | 1 |  |  |  |  | BioGas Upgrade | 0 | 0 | 0 |  |  | 0 | 0 | 0
[6 empty] | Gasification Upgrade | 0 | 0 | 0
ANNUAL COSTS (M EUR) | TOTAL: | VARIABLE: | BREAKDOWN: |  |  | DHP Boiler group 1 | 0 | 0 | 0 |  |  | 0 | 0 | 0
Fuel ex. Ngas exchange |  | 5769 |  |  |  | Waste CHP | 0 | 0 | 0
Coal |  |  | 0 |  |  | Absorp. HP (Waste) | 0 | 0 | 0 |  |  | 0 | 0 | 0
FuelOil |  |  | 0 |  |  | Biogas Plant | 0 | 0 | 0
Gasoil/Diesel |  |  | 3532 |  |  | Gasification Plant | 0 | 0 | 0 |  |  | 0 | 0 | 0
Petrol/JP |  |  | 1829 |  |  | BioDiesel Plant | 0 | 0 | 0
Gas handling |  |  | 106 |  |  | BioPetrol Plant | 0 | 0 | 0 |  |  | 0 | 0 | 0
Biomass |  |  | 254 |  |  | BioJPPlant | 0 | 0 | 0
Food income |  |  | 0 |  |  | Tidal Power | 0 | 0 | 0 |  |  | 0 | 0 | 0
Waste |  |  | 0 |  |  | CSP Solar Power | 2945 | 98 | 118
[6 empty] | Carbon Recycling | 1 | 0 | 0 |  |  | 0 | 0 | 0
Ngas Exchange costs |  | 664 |  |  |  | Methanation | 290 | 12 | 12
[6 empty] | Liquidation + JP | 0 | 0 | 0 |  |  | 0 | 0 | 0
Marginal operation costs |  | 74 |  |  |  | Desalination Plant | 0 | 0 | 0
[6 empty] | Water storage | 0 | 0 | 0 |  |  | 0 | 0 | 0
Electricity exchange |  | 4 |  |  |  | Gas Storage | 0 | 0 | 0
Import |  |  | 4 |  |  | Oil Storage | 0 | 0 | 0 |  |  | 0 | 0 | 0
Export |  |  | 0 |  |  | Methanol Storage | 0 | 0 | 0
Bottleneck |  |  | 0 |  |  | Interconnection | 0 | 0 | 0 |  |  | 0 | 0 | 0
Fixed imp/exp |  |  | 0 |  |  | Geothermal Heat | 25 | 1 | 1
[6 empty] | Indust. Excess Heat | 20 | 1 | 0
CO2 emission costs |  | 420 |  |  |  | Indust. CHP Electr. | 25 | 1 | 2
[6 empty] | Indust. CHP Heat | 64 | 3 | 5
Variable costs | 6930 |  |  |  |  | Electr Boiler Gr 2+3 | 600 | 17 | 22
Fixed operation costs | 1786 |  |  |  |  | Bicycles | 0 | 0 | 0
[6 empty] | Motorbikes | 0 | 0 | 0
Annual Investment costs | 2962 |  |  |  |  | Electric Cars | 0 | 0 | 0
[6 empty] | Conventional Cars | 0 | 0 | 0
TOTAL ANNUAL COSTS | 11678 |  |  |  |  | DME Buses | 0 | 0 | 0
[6 empty] | Diesel Buses | 0 | 0 | 0
[6 empty] | DME Trucks | 0 | 0 | 0
[6 empty] | Diesel Trucks | 0 | 0 | 0
[6 empty] | El1 storage cap | 2823 | 141 | 0
48.8
25.77
| Electr. | Elec.dem | Fixed | DH | Wind | PV | Wave | River | Tidal | Wave | CSP | CSP2 | CSP2 | CSP2 | Hydro | Hydro | Hydro | Hydro | Hydro | Solar | CSHP 1 | Waste 1 | Boiler 1 | Solar 1 | Sol1 Str | CSHP 2 | Waste 2 | Geoth 2 | Geoth 2 | Geoth 2 | CHP 2 | HP 2 | Boiler 2 | EH 2 | ELT 2 | Solar2 | Sol2 Str | Storage2 | Balance2 | CSHP 3 | Waste 3 | Geoth 3 | Geoth 3 | Geoth 3 | CHP 3 | HP 3 | Boiler 3 | EH 3 | ELT 3 | Solar3 | Sol3 Str | Storage3 | Balance3 | Flexible | HP | CSHP | CHP | PP | PP2 | Nuclear | Geother. | Pump | Turbine | Pumped | Pump2 | Turbine2 | Pumped2 | Rock in | Rock out | Rock str | ELT 2 | ELT 2 H2 | ELT 3 | ELT 3 H2 | V2G | V2G | V2G | V2G | Trans H2 | Trans H2 | CO2Hydro | NH3Hydro | CO2Hydro | NH3Hydro | HH-CHP | HH-HP | HH-HP/EB | HH-EB | HH-H2 | HH-H2 | HH-H2 | HH Dem. | HH CHP+HP | HH Boil. | HH Solar | HH Store | HH Balan | Stabil. | Import | Export | CEEP | EEEP | ExMarket | ExMarket | System | InMarket | Btl-neck | Import | Export | Blt-neck | Add-exp | Boilers | CHP2+3 | PP | Indi- | Transp. | Indust. | Demand | Biogas | Syngas | CO2HyGas | SynHyGas | SynFuel | Storage | Storage | Sum | Import | Export | FreshW | FreshW | SaltW | Brine | Brine | Desal.Pl | FWPump | Turbine | Pump | CoolGr1 | CoolGr2 | CoolGr3 | Cool-El | CoolGr1 | CoolGr2 | CoolGr3 | Cooling | Cooling | Cooling | Cooling
| Demand | Cooling | Exp/Imp | Demand | Electr. | Electr. | Electr. | Electr. | Electr. | Electr. | Electr. | Electr. | Storage | loss | Electr. | pump | storage | Wat-Sup | Wat-Loss | Heat | Heat | Heat | Heat | Heat | Heat | Heat | Heat | Heat | Steam | Storage | Heat | Heat | Heat | Heat | Heat | Heat | Heat | Heat | Heat | Heat | Heat | Heat | Steam | Storage | Heat | Heat | Heat | Heat | Heat | Heat | Heat | Heat | Heat | Electr. | Electr. | Electr. | Electr. | Electr. | Electr. | Electr. | Electr. | Electr. | Electr. | Storage | Electr. | Electr. | Storage | Electr. | Steam | Storage | Electr. | ELT 2 | Electr. | ELT 3 | Demand | Charge | Discha. | Storage | Electr. | Electr. | Storage | Electr. | liq.fuel | Ammonia | Electr. | Electr. | Electr. | Electr. | Electr. | Storage | Prices | Heat | Heat | Heat | Heat | Heat | Heat | Load | Electr. | Electr. | Electr. | Electr. | Prices | Prod | Prices | Prices | Prices | Payment | Payment | Payment | Payment |  |  | CAES | vidual |  | Various | Sum | [6 empty] | Content |  | Gas | Gas | Demand | Storage | Demand | Prod. | Storage | Electr. | Electr. | Electr. | Electr. | Demand | Demand | Demand | Demand | Natural | Natural | Natural | DHgr1 | DHgr2 | DHgr3 | Electr.
TOTAL FOR ONE YEAR (TWh/year):
Annual: | 18.42 | 0 | 0 | 11.87 | 17.17 | 8.23 | 0 | 3.03 | 0 | 0 | 0 | 5.9 | 0.01 | 20.02 | 6.34 | 0 | 0 | 7.2 | 0 | 0 | 0 | 0 | 0 | 0 | 0 | 0.94 | 0 | 0 | 0 | 0 | 0 | 0 | 0 | 0 | 0 | 0 | 0 | 0 | -0.94 | 1.3 | 0 | 0 | 0 | 0 | 1.93 | 7.38 | 1.19 | 0 | 0 | 0 | 0 | 0 | 0.07 | 2.67 | 2.03 | 0.37 | 2.37 | 1.37 | 0.42 | 2.71 | 0.88 | 0.03 | 0.02 | 0 | 0.31 | 0.22 | 0 | 0.24 | 0.24 | 10.01 | 0 | 0 | 0 | 0 | 2.38 | 2.81 | 0.13 | 0 | 22.11 | 2.77 | 0.62 | 0 | 0 | 0 | 0 | 0.18 | 0 | 0 | 0 | 0 | 0 | 6.95 | 0.73 | 3.52 | 2.7 | 0 | 0 | Percent | 0.07 | 0 | 0 | 0 | 0.46 | 0 | 0 | 0.46 | 0 | 4 | 0 | 0 | 0 | 0.79 | 3.16 | 2.64 | 2.61 | 0 | 9.22 | 18.43 | 0 | 0 | 8.5 | 0 | 0 | 0 | 14763.84 | 9.92 | 9.92 | 0 | 0 | 0 | 0 | 0 | 0 | 0 | 0 | 0 | 0 | 0 | 0 | 0 | 0 | 0 | 0 | 0 | 0 | 0 | 0 | 0
MONTHLY AVERAGE VALUES (MW):
January | 2127 | 0 | 0 | 2487 | 2237 | 452 | 0 | 449 | 0 | 0 | 0 | 503 | 10522 | 492 | 783 | 0 | 2120829 | 1067 | 0 | 0 | 0 | 0 | 0 | 0 | 0 | 221 | 0 | 0 | 0 | 0 | 0 | 0 | 0 | 0 | 0 | 0 | 0 | 0 | -221 | 148 | 0 | 0 | 0 | 0 | 376 | 1617 | 334 | 0 | 0 | 0 | 0 | 23999 | 11 | 301 | 448 | 86 | 462 | 229 | 152 | 309 | 100 | 0 | 0 | 0 | 0 | 0 | 0 | 0 | 0 | 0 | 0 | 0 | 0 | 0 | 288 | 335 | 12 | 1245 | 2509 | 52936981 | 70 | 0 | 0 | 0 | 0 | 43 | 0 | 0 | 0 | 0 | 0 | 1547 | 174 | 999 | 367 | 14409 | -7 | 100 | 15 | 0 | 0 | 0 | 84 | 0 | 0 | 84 | 0 | 1 | 0 | 0 | 0 | 221 | 617 | 563 | 733 | 0 | 1050 | 3184 | 0 | 0 | 968 | 0 | 0 | 1086 | 1393256 | 1130 | 1130 | 0 | 0 | 0 | 0 | 0 | 0 | 0 | 0 | 0 | 0 | 0 | 0 | 0 | 0 | 0 | 0 | 0 | 0 | 0 | 0 | 0
February | 2332 | 0 | 0 | 3307 | 3396 | 579 | 0 | 281 | 0 | 0 | 0 | 582 | 10906 | 867 | 690 | 0 | 2271464 | 1111 | 0 | 0 | 0 | 0 | 0 | 0 | 0 | 193 | 0 | 0 | 0 | 0 | 0 | 0 | 0 | 0 | 0 | 0 | 0 | 0 | -193 | 148 | 0 | 0 | 0 | 0 | 305 | 2354 | 335 | 0 | 0 | 0 | 0 | 23456 | 165 | 310 | 637 | 75 | 375 | 133 | 84 | 309 | 100 | 5 | 0 | 576 | 79 | 0 | 7538 | 32 | 31 | 822 | 0 | 0 | 0 | 0 | 288 | 371 | 37 | 9571 | 2816 | 53161252 | 70 | 0 | 0 | 0 | 0 | 49 | 0 | 0 | 0 | 0 | 0 | 1852 | 194 | 1138 | 528 | 15434 | 8 | 100 | 11 | 0 | 0 | 0 | 56 | 0 | 0 | 56 | 0 | 0 | 0 | 0 | 0 | 222 | 501 | 322 | 838 | 0 | 1050 | 2932 | 0 | 0 | 968 | 0 | 0 | 834 | 616325 | 1130 | 1130 | 0 | 0 | 0 | 0 | 0 | 0 | 0 | 0 | 0 | 0 | 0 | 0 | 0 | 0 | 0 | 0 | 0 | 0 | 0 | 0 | 0
March | 2224 | 0 | 0 | 2481 | 2579 | 822 | 0 | 434 | 0 | 0 | 0 | 674 | 14964 | 1702 | 687 | 0 | 2644877 | 1447 | 0 | 0 | 0 | 0 | 0 | 0 | 0 | 151 | 0 | 0 | 0 | 0 | 0 | 0 | 0 | 0 | 0 | 0 | 0 | 0 | -151 | 148 | 0 | 0 | 0 | 0 | 310 | 1742 | 268 | 0 | 0 | 0 | 0 | 18720 | 12 | 301 | 468 | 59 | 382 | 101 | 32 | 309 | 100 | 9 | 8 | 811 | 76 | 73 | 18832 | 58 | 57 | 1676 | 0 | 0 | 0 | 0 | 283 | 376 | 28 | 8816 | 2703 | 53502372 | 70 | 0 | 0 | 0 | 0 | 32 | 0 | 0 | 0 | 0 | 0 | 1437 | 128 | 725 | 582 | 16558 | -2 | 100 | 0 | 0 | 0 | 0 | 39 | 0 | 0 | 39 | 0 | 0 | 0 | 0 | 0 | 178 | 509 | 196 | 544 | 0 | 1050 | 2477 | 0 | 0 | 968 | 0 | 0 | 379 | 98078 | 1130 | 1130 | 0 | 0 | 0 | 0 | 0 | 0 | 0 | 0 | 0 | 0 | 0 | 0 | 0 | 0 | 0 | 0 | 0 | 0 | 0 | 0 | 0
April | 1888 | 0 | 0 | 822 | 1719 | 1297 | 0 | 671 | 0 | 0 | 0 | 761 | 18949 | 3714 | 666 | 0 | 3070166 | 1193 | 0 | 0 | 0 | 0 | 0 | 0 | 0 | 97 | 0 | 0 | 0 | 0 | 0 | 0 | 0 | 0 | 0 | 0 | 0 | 0 | -97 | 148 | 0 | 0 | 0 | 0 | 164 | 533 | 0 | 0 | 0 | 0 | 0 | 39983 | -23 | 306 | 145 | 38 | 201 | 36 | 0 | 309 | 100 | 1 | 0 | 2898 | 26 | 0 | 42542 | 59 | 58 | 1142 | 0 | 0 | 0 | 0 | 271 | 310 | 5 | 22812 | 2998 | 53976775 | 70 | 0 | 0 | 0 | 0 | 11 | 0 | 0 | 0 | 0 | 0 | 400 | 45 | 22 | 334 | 47966 | 2 | 100 | 0 | 0 | 0 | 0 | 39 | 0 | 0 | 39 | 0 | 0 | 0 | 0 | 0 | 0 | 269 | 52 | 21 | 0 | 1050 | 1392 | 0 | 0 | 968 | 0 | 0 | -706 | 298613 | 1130 | 1130 | 0 | 0 | 0 | 0 | 0 | 0 | 0 | 0 | 0 | 0 | 0 | 0 | 0 | 0 | 0 | 0 | 0 | 0 | 0 | 0 | 0
May | 1897 | 0 | 0 | 259 | 1084 | 1260 | 0 | 528 | 0 | 0 | 0 | 773 | 20006 | 3486 | 735 | 0 | 3217065 | 810 | 0 | 0 | 0 | 0 | 0 | 0 | 0 | 32 | 0 | 0 | 0 | 0 | 0 | 0 | 0 | 0 | 0 | 0 | 0 | 0 | -32 | 148 | 0 | 0 | 0 | 0 | 87 | 52 | 0 | 0 | 0 | 0 | 0 | 41738 | -29 | 305 | 16 | 13 | 107 | 86 | 0 | 309 | 100 | 0 | 4 | 1135 | 0 | 53 | 25645 | 4 | 4 | 16 | 0 | 0 | 0 | 0 | 271 | 273 | 5 | 7956 | 2492 | 54347559 | 70 | 0 | 0 | 0 | 0 | 2 | 0 | 0 | 0 | 0 | 0 | 166 | 10 | 0 | 156 | 66506 | 0 | 100 | 0 | 0 | 0 | 0 | 47 | 0 | 0 | 47 | 0 | 0 | 0 | 0 | 0 | 0 | 143 | 127 | 0 | 0 | 1050 | 1319 | 0 | 0 | 968 | 0 | 0 | -779 | 867503 | 1130 | 1130 | 0 | 0 | 0 | 0 | 0 | 0 | 0 | 0 | 0 | 0 | 0 | 0 | 0 | 0 | 0 | 0 | 0 | 0 | 0 | 0 | 0
June | 1985 | 0 | 0 | 202 | 1771 | 1322 | 0 | 384 | 0 | 0 | 0 | 775 | 20812 | 3782 | 663 | 0 | 3112836 | 560 | 0 | 0 | 0 | 0 | 0 | 0 | 0 | 32 | 0 | 0 | 0 | 0 | 0 | 0 | 0 | 0 | 0 | 0 | 0 | 0 | -32 | 148 | 0 | 0 | 0 | 0 | 71 | 8 | 0 | 0 | 0 | 0 | 0 | 43697 | -26 | 308 | 4 | 13 | 88 | 130 | 0 | 309 | 100 | 5 | 0 | 1607 | 77 | 0 | 17020 | 54 | 50 | 3227 | 0 | 0 | 0 | 0 | 267 | 323 | 3 | 14772 | 2730 | 54496311 | 70 | 0 | 0 | 0 | 0 | 2 | 0 | 0 | 0 | 0 | 0 | 155 | 8 | 0 | 147 | 66633 | 0 | 100 | 0 | 0 | 0 | 0 | 47 | 0 | 0 | 47 | 0 | 0 | 0 | 0 | 0 | 0 | 117 | 191 | 0 | 0 | 1050 | 1358 | 0 | 0 | 968 | 0 | 0 | -740 | 1372886 | 1130 | 1130 | 0 | 0 | 0 | 0 | 0 | 0 | 0 | 0 | 0 | 0 | 0 | 0 | 0 | 0 | 0 | 0 | 0 | 0 | 0 | 0 | 0
July | 2180 | 0 | 0 | 202 | 1154 | 1382 | 0 | 211 | 0 | 0 | 0 | 775 | 20654 | 4073 | 751 | 0 | 2995207 | 676 | 0 | 0 | 0 | 0 | 0 | 0 | 0 | 32 | 0 | 0 | 0 | 0 | 0 | 0 | 0 | 0 | 0 | 0 | 0 | 0 | -32 | 148 | 0 | 0 | 0 | 0 | 77 | 5 | 0 | 0 | 0 | 0 | 0 | 43242 | -29 | 305 | 2 | 13 | 95 | 150 | 0 | 309 | 100 | 0 | 4 | 180 | 0 | 53 | 8637 | 0 | 2 | 8 | 0 | 0 | 0 | 0 | 257 | 287 | 19 | 4053 | 2171 | 54756746 | 70 | 0 | 0 | 0 | 0 | 0 | 0 | 0 | 0 | 0 | 0 | 119 | 1 | 0 | 118 | 66817 | 0 | 100 | 0 | 0 | 0 | 0 | 55 | 0 | 0 | 55 | 0 | 0 | 0 | 0 | 0 | 0 | 127 | 221 | 0 | 0 | 1050 | 1398 | 0 | 0 | 968 | 0 | 0 | -700 | 1956008 | 1130 | 1130 | 0 | 0 | 0 | 0 | 0 | 0 | 0 | 0 | 0 | 0 | 0 | 0 | 0 | 0 | 0 | 0 | 0 | 0 | 0 | 0 | 0
August | 2259 | 0 | 0 | 202 | 1264 | 1235 | 0 | 176 | 0 | 0 | 0 | 769 | 19199 | 3388 | 770 | 0 | 2850025 | 661 | 0 | 0 | 0 | 0 | 0 | 0 | 0 | 32 | 0 | 0 | 0 | 0 | 0 | 0 | 0 | 0 | 0 | 0 | 0 | 0 | -32 | 148 | 0 | 0 | 0 | 0 | 79 | 5 | 0 | 0 | 0 | 0 | 0 | 42866 | -30 | 300 | 2 | 13 | 97 | 309 | 5 | 309 | 100 | 0 | 0 | 0 | 0 | 0 | 0 | 0 | 0 | 0 | 0 | 0 | 0 | 0 | 256 | 291 | 6 | 1043 | 2128 | 54799239 | 70 | 0 | 0 | 0 | 0 | 1 | 0 | 0 | 0 | 0 | 0 | 126 | 3 | 0 | 123 | 66718 | 0 | 100 | 0 | 0 | 0 | 0 | 58 | 0 | 0 | 58 | 0 | 0 | 0 | 0 | 0 | 0 | 129 | 461 | 0 | 0 | 1050 | 1640 | 0 | 0 | 968 | 0 | 0 | -457 | 2351393 | 1130 | 1130 | 0 | 0 | 0 | 0 | 0 | 0 | 0 | 0 | 0 | 0 | 0 | 0 | 0 | 0 | 0 | 0 | 0 | 0 | 0 | 0 | 0
September | 2017 | 0 | 0 | 504 | 1442 | 1144 | 0 | 204 | 0 | 0 | 0 | 741 | 18004 | 3045 | 714 | 0 | 2621843 | 447 | 0 | 0 | 0 | 0 | 0 | 0 | 0 | 32 | 0 | 0 | 0 | 0 | 0 | 0 | 0 | 0 | 0 | 0 | 0 | 0 | -32 | 148 | 0 | 0 | 0 | 0 | 115 | 253 | 0 | 0 | 0 | 0 | 0 | 44439 | -12 | 302 | 70 | 13 | 141 | 258 | 6 | 309 | 100 | 5 | 0 | 717 | 77 | 0 | 8775 | 20 | 20 | 426 | 0 | 0 | 0 | 0 | 260 | 321 | 3 | 6630 | 2192 | 54775102 | 70 | 0 | 0 | 0 | 0 | 7 | 0 | 0 | 0 | 0 | 0 | 272 | 28 | 0 | 244 | 62059 | 0 | 100 | 0 | 0 | 0 | 0 | 42 | 0 | 0 | 42 | 0 | 0 | 0 | 0 | 0 | 0 | 188 | 389 | 0 | 0 | 1050 | 1627 | 0 | 0 | 968 | 0 | 0 | -471 | 2681518 | 1130 | 1130 | 0 | 0 | 0 | 0 | 0 | 0 | 0 | 0 | 0 | 0 | 0 | 0 | 0 | 0 | 0 | 0 | 0 | 0 | 0 | 0 | 0
October | 1928 | 0 | 0 | 949 | 2506 | 833 | 0 | 186 | 0 | 0 | 0 | 670 | 14932 | 1795 | 663 | 0 | 2356919 | 427 | 0 | 0 | 0 | 0 | 0 | 0 | 0 | 96 | 0 | 0 | 0 | 0 | 0 | 0 | 0 | 0 | 0 | 0 | 0 | 0 | -96 | 148 | 0 | 0 | 0 | 0 | 230 | 586 | 13 | 0 | 0 | 0 | 0 | 22014 | -29 | 306 | 161 | 37 | 283 | 77 | 16 | 309 | 100 | 5 | 4 | 1390 | 74 | 53 | 23846 | 104 | 57 | 5445 | 0 | 0 | 0 | 0 | 271 | 327 | 14 | 12151 | 2775 | 55019881 | 70 | 0 | 0 | 0 | 0 | 15 | 0 | 0 | 0 | 0 | 0 | 485 | 60 | 56 | 369 | 28621 | 0 | 100 | 0 | 0 | 0 | 0 | 53 | 0 | 0 | 53 | 0 | 0 | 0 | 0 | 0 | 8 | 378 | 137 | 58 | 0 | 1050 | 1632 | 0 | 0 | 968 | 0 | 0 | -466 | 3039029 | 1130 | 1130 | 0 | 0 | 0 | 0 | 0 | 0 | 0 | 0 | 0 | 0 | 0 | 0 | 0 | 0 | 0 | 0 | 0 | 0 | 0 | 0 | 0
November | 2077 | 0 | 0 | 2096 | 2304 | 507 | 0 | 374 | 0 | 0 | 0 | 531 | 9810 | 673 | 727 | 0 | 2185581 | 628 | 0 | 0 | 0 | 0 | 0 | 0 | 0 | 157 | 0 | 0 | 0 | 0 | 0 | 0 | 0 | 0 | 0 | 0 | 0 | 0 | -157 | 148 | 0 | 0 | 0 | 0 | 368 | 1397 | 138 | 0 | 0 | 0 | 0 | 24617 | 45 | 306 | 380 | 61 | 452 | 109 | 76 | 309 | 100 | 10 | 11 | 1181 | 20 | 66 | 14440 | 0 | 45 | 924 | 0 | 0 | 0 | 0 | 271 | 318 | 45 | 8699 | 2503 | 55358442 | 70 | 0 | 0 | 0 | 0 | 31 | 0 | 0 | 0 | 0 | 0 | 1209 | 125 | 707 | 364 | 17380 | -14 | 100 | 13 | 0 | 0 | 0 | 62 | 0 | 0 | 62 | 0 | 1 | 0 | 0 | 0 | 92 | 604 | 275 | 526 | 0 | 1050 | 2545 | 0 | 0 | 968 | 0 | 0 | 448 | 3163469 | 1130 | 1130 | 0 | 0 | 0 | 0 | 0 | 0 | 0 | 0 | 0 | 0 | 0 | 0 | 0 | 0 | 0 | 0 | 0 | 0 | 0 | 0 | 0
December | 2247 | 0 | 0 | 2775 | 2079 | 410 | 0 | 251 | 0 | 0 | 0 | 501 | 8535 | 308 | 800 | 0 | 2083637 | 814 | 0 | 0 | 0 | 0 | 0 | 0 | 0 | 210 | 0 | 0 | 0 | 0 | 0 | 0 | 0 | 0 | 0 | 0 | 0 | 0 | -210 | 148 | 0 | 0 | 0 | 0 | 450 | 1591 | 543 | 0 | 0 | 0 | 0 | 11103 | 43 | 303 | 453 | 82 | 553 | 248 | 202 | 309 | 100 | 0 | 0 | 0 | 0 | 3 | 18 | 0 | 0 | 0 | 0 | 0 | 0 | 0 | 276 | 306 | 0 | 58 | 2215 | 55480403 | 70 | 0 | 0 | 0 | 0 | 55 | 0 | 0 | 0 | 0 | 0 | 1756 | 220 | 1182 | 368 | 12203 | 13 | 100 | 57 | 0 | 0 | 0 | 41 | 0 | 0 | 41 | 0 | 2 | 0 | 0 | 0 | 359 | 738 | 666 | 863 | 0 | 1050 | 3676 | 0 | 0 | 968 | 0 | 0 | 1579 | 2288018 | 1130 | 1130 | 0 | 0 | 0 | 0 | 0 | 0 | 0 | 0 | 0 | 0 | 0 | 0 | 0 | 0 | 0 | 0 | 0 | 0 | 0 | 0 | 0
Annual Average | 2097 | 0 | 0 | 1351 | 1955 | 937 | 0 | 345 | 0 | 0 | 0 | 671 | 15619 | 2279 | 721 | 0 | 2628171 | 820 | 0 | 0 | 0 | 0 | 0 | 0 | 0 | 107 | 0 | 0 | 0 | 0 | 0 | 0 | 0 | 0 | 0 | 0 | 0 | 0 | -107 | 148 | 0 | 0 | 0 | 0 | 219 | 840 | 136 | 0 | 0 | 0 | 0 | 31630 | 8 | 304 | 231 | 42 | 270 | 156 | 48 | 309 | 100 | 3 | 2 | 868 | 35 | 25 | 13902 | 27 | 27 | 1139 | 0 | 0 | 0 | 0 | 271 | 320 | 15 | 8087 | 2517 | 54388016 | 70 | 0 | 0 | 0 | 0 | 21 | 0 | 0 | 0 | 0 | 0 | 791 | 83 | 401 | 308 | 40152 | 0 | 100 | 8 | 0 | 0 | 0 | 52 | 0 | 0 | 52 | 0 | 58 | 34 | - | 0 | 90 | 360 | 301 | 297 | 0 | 1050 | 2098 | 0 | 0 | 968 | 0 | 0 | 0 | 1680765 | 1130 | 1130 | 0 | 0 | 0 | 0 | 0 | 0 | 0 | 0 | 0 | 0 | 0 | 0 | 0 | 0 | 0 | 0 | 0 | 0 | 0 | 0 | 0
Annual Maximum | 3175 | 0 | 0 | 6389 | 8012 | 4819 | 0 | 676 | 0 | 0 | 0 | 775 | 30843 | 20672 | 942 | 0 | 3222485 | 1455 | 0 | 2 | 0 | 0 | 0 | 0 | 0 | 325 | 0 | 0 | 0 | 0 | 0 | 0 | 0 | 0 | 0 | 0 | 0 | 0 | -32 | 148 | 0 | 0 | 0 | 0 | 874 | 4183 | 1390 | 0 | 0 | 2 | 0 | 52294 | 2120 | 392 | 1273 | 127 | 1076 | 1209 | 806 | 309 | 100 | 432 | 432 | 2936 | 4528 | 1110 | 44106 | 4289 | 2531 | 65444 | 0 | 0 | 0 | 0 | 458 | 4127 | 1783 | 30053 | 4094 | 55543154 | 70 | 0 | 0 | 0 | 0 | 227 | 0 | 0 | 0 | 0 | 0 | 3711 | 908 | 2799 | 3830 | 67040 | 2063 | 100 | 1193 | 0 | 0 | 0 | 299 | 0 | 0 | 299 | 0 | 95 | 0 | 0 | 0 | 921 | 1436 | 2221 | 2026 | 0 | 1050 | 6490 | 0 | 0 | 968 | 0 | 0 | 4392 | 3285015 | 1130 | 1130 | 0 | 0 | 0 | 0 | 0 | 0 | 0 | 0 | 0 | 0 | 0 | 0 | 0 | 0 | 0 | 0 | 0 | 0 | 0 | 0 | 0
Annual Minimum | 1252 | 0 | 0 | 24 | 15 | 0 | 0 | 175 | 0 | 0 | 0 | 0 | 0 | 0 | 0 | 0 | 2050372 | 420 | 0 | 0 | 0 | 0 | 0 | 0 | 0 | 32 | 0 | 0 | 0 | 0 | 0 | 0 | 0 | 0 | 0 | 0 | 0 | 0 | -325 | 148 | 0 | 0 | 0 | 0 | 58 | 0 | 0 | 0 | 0 | 0 | 0 | 0 | -4395 | 0 | 0 | 13 | 71 | 36 | 0 | 309 | 100 | 0 | 0 | 0 | 0 | 0 | 0 | 0 | 0 | 0 | 0 | 0 | 0 | 0 | 153 | 0 | 0 | 0 | 810 | 52771731 | 70 | 0 | 0 | 0 | 0 | 0 | 0 | 0 | 0 | 0 | 0 | 14 | 0 | 0 | 2 | 0 | -901 | 100 | 0 | 0 | 0 | 0 | -18 | 0 | 0 | 0 | 0 | 0 | 0 | 0 | 0 | 0 | 95 | 52 | 0 | 0 | 1050 | 1197 | 0 | 0 | 968 | 0 | 0 | -900 | 0 | 1130 | 1130 | 0 | 0 | 0 | 0 | 0 | 0 | 0 | 0 | 0 | 0 | 0 | 0 | 0 | 0 | 0 | 0 | 0 | 0 | 0 | 0 | 0

## 70
§§§§§§ WARNING: PP too small. Critical import is needed §§§§§
EnergyPLAN model 15.1 | [5 empty] | OVERVIEW OF INVESTMENT COSTS | Interest Rate: | 0% | [7 empty] | FUEL BALANCE
RESULT: Data-set: | 70final.txt
Technical regulation no. 2 | [5 empty] | COSTS (M EUR): | Total Inv. | Annual Inv. | Fixed |  |  | Total Inv. | Annual Inv. | Fixed |  | Primary Energy
Critical Excess Regulation Strategy: 892345000 | [6 empty] | Costs | Costs | O&M |  |  | Costs | Costs | O&M |  | TWh | DHP | CHP2 | CHP3 | Boiler2 | Boiler3 | PP | Geo/Nu. | Hydro | Waste | CAES/ELT | BioCon | EFuel | VRES | SolarTh | Transp. | Househ | Ind/Var | Total
[6 empty] | Solar thermal | 0 | 0 | 0 | [6 empty] | Coal | 0 | 0 | 0 | 0 | 0 | 0 | 0 | 0 | 0 | 0 | 0 | 0 | 0 | 0 | 0 | 0 | 0 | 0
Total Calculation Time | 12:00 |  |  |  |  | Small CHP units | 1083 | 43 | 47 |  |  | 0 | 0 | 0 |  | Oil | 0 | 0 | 0 | 0 | 0 | 0 | 0 | 0 | 0 | 0 | 0 | 0 | 0 | 0 | 7.75 | 0 | 0 | 7.75
Loading of Data | 12:00 |  |  |  |  | Heat Pump gr. 2 | 0 | 0 | 0 | [6 empty] | N.Gas | 0 | 0 | 0.78 | 0 | 0 | 1.2 | 0 | 0 | 0 | 0 | 0 | -2.83 | 0 | 0 | 0 | 1.52 | 6.53 | 7.21
Calculating Strategy 1 | 12:00 |  |  |  |  | Heat Storage CHP | 125 | 6 | 1 |  |  | 0 | 0 | 0 |  | Biomass | 0 | 0 | 3.18 | 0 | 0 | 4.9 | 0 | 0 | 0 | 0 | 0 | 0 | 0 | 0 | 0 | 1.29 | 1.24 | 10.62
Calculating Strategy 2 | 12:00 |  |  |  |  | Large CHP units | 1399 | 56 | 32 | [6 empty] | Renewable | 0 | 0 | 0 | 0 | 0 | 0 | 2.2 | 6.34 | 0 | 0 | 0 | 0 | 29.71 | 4.83 | 0 | 0 | 0 | 43.08
Calculating Heatstorage | 12:00 |  |  |  |  | Heat Pump gr. 3 | 2698 | 108 | 54 |  |  | 0 | 0 | 0 |  | H2 etc. | 0 | 0 | 0.15 | 0 | 0 | 0.06 | 0 | 0 | 0 | -8.19 | 0 | 3.26 | 0 | 0 | 0 | 0 | 4.93 | 0.21
Calc. economy and Fuel | 12:00 |  |  |  |  | Heat Storage Solar | 0 | 0 | 0 | [6 empty] | Biofuel | 0 | 0 | 0 | 0 | 0 | 0 | 0 | 0 | 0 | 0 | 0 | 0 | 0 | 0 | 0 | 0 | 0 | 0
[6 empty] | Boilers gr. 2 and 3 | 126 | 5 | 4 |  |  | 0 | 0 | 0 |  | Nucl/CCS | 0 | 0 | 0 | 0 | 0 | 0 | 7.53 | 0 | 0 | 0 | 0 | 0 | 0 | 0 | 0 | 0 | 0 | 7.53
ANNUAL CO2 EMISSIONS (Mt): | [5 empty] | Large Power Plants | 1399 | 56 | 32 | [6 empty] | Total | 0 | 0 | 4.11 | 0 | 0 | 6.16 | 9.73 | 6.34 | 0 | -8.19 | 0 | 0.42 | 29.71 | 4.83 | 7.75 | 2.81 | 12.71 | 76.4
CO2-emission (total) | 3.537 |  |  |  |  | Wind | 5810 | 194 | 192 |  |  | 0 | 0 | 0
CO2-emission (corrected) | 3.538 |  |  |  |  | Wind offshore | 0 | 0 | 0
[6 empty] | Photo Voltaic | 5594 | 140 | 56 |  |  | 0 | 0 | 0
SHARE OF RES (incl. Biomass): | [5 empty] | Wave power | 0 | 0 | 0
RES share of PES | 70.3 | percent |  |  |  | River of hydro | 4478 | 75 | 67 |  |  | 0 | 0 | 0
RES share of elec. prod. | 91.1 | percent |  |  |  | Hydro Power | 5407 | 90 | 68
RES electricity prod. | 40.07 | TWh/year |  |  |  | Hydro Storage | 30756 | 615 | 461 |  |  | 0 | 0 | 0
[6 empty] | Hydro Pump | 0 | 0 | 0
ANNUAL FUEL CONSUMPTIONS (TWh/year) | TOTAL: | HOUSEHOLDS: |  |  |  | Nuclear | 1566 | 26 | 31 |  |  | 0 | 0 | 0
Fuel Consumption (total) | 76.4 |  |  |  |  | Geothermal Electr. | 403 | 20 | 14
CAES Fuel Consumption | 0 |  |  |  |  | Electrolyser | 1398 | 93 | 70 |  |  | 0 | 0 | 0
Fuel(incl.Biomass excl.RES) | 38.23 |  |  |  |  | Hydrogen Storage | 0 | 0 | 0
Fuel Consumption (incl. H2) | 84.59 |  |  |  |  | Charge el1 storage | 240 | 5 | 4 |  |  | 0 | 0 | 0
Fuel Consumption (corrected) | 76.43 |  |  |  |  | Discharge el1 storage | 240 | 5 | 4
Coal Consumption | 0 | 0 |  |  |  | El1 storage cap | 22 | 0 | 0 |  |  | 0 | 0 | 0
Oil Consumption | 7.75 | 0 |  |  |  | Indv. boilers | 3331 | 159 | 87
Ngas Consumption | 7.21 | 1.52 |  |  |  | Indv. CHP | 0 | 0 | 0 |  |  | 0 | 0 | 0
Biomass Consumption | 10.62 | 1.29 |  |  |  | Indv. Heat Pump | 22402 | 1120 | 336
Nuclear Fuel Consumption | 7.53 |  |  |  |  | Indv. Electric heat | 0 | 0 | 0 |  |  | 0 | 0 | 0
Waste Input | 0 |  |  |  |  | Indv. Solar thermal | 14172 | 472 | 173
V2G Pre Load Hours | 1 |  |  |  |  | BioGas Upgrade | 0 | 0 | 0 |  |  | 0 | 0 | 0
[6 empty] | Gasification Upgrade | 0 | 0 | 0
ANNUAL COSTS (M EUR) | TOTAL: | VARIABLE: | BREAKDOWN: |  |  | DHP Boiler group 1 | 0 | 0 | 0 |  |  | 0 | 0 | 0
Fuel ex. Ngas exchange |  | 3153 |  |  |  | Waste CHP | 0 | 0 | 0
Coal |  |  | 0 |  |  | Absorp. HP (Waste) | 0 | 0 | 0 |  |  | 0 | 0 | 0
FuelOil |  |  | 0 |  |  | Biogas Plant | 0 | 0 | 0
Gasoil/Diesel |  |  | 1748 |  |  | Gasification Plant | 0 | 0 | 0 |  |  | 0 | 0 | 0
Petrol/JP |  |  | 931 |  |  | BioDiesel Plant | 0 | 0 | 0
Gas handling |  |  | 67 |  |  | BioPetrol Plant | 0 | 0 | 0 |  |  | 0 | 0 | 0
Biomass |  |  | 360 |  |  | BioJPPlant | 0 | 0 | 0
Food income |  |  | 0 |  |  | Tidal Power | 0 | 0 | 0 |  |  | 0 | 0 | 0
Waste |  |  | 0 |  |  | CSP Solar Power | 2328 | 78 | 93
[6 empty] | Carbon Recycling | 0 | 0 | 0 |  |  | 0 | 0 | 0
Ngas Exchange costs |  | 511 |  |  |  | Methanation | 89 | 4 | 4
[6 empty] | Liquidation + JP | 0 | 0 | 0 |  |  | 0 | 0 | 0
Marginal operation costs |  | 73 |  |  |  | Desalination Plant | 0 | 0 | 0
[6 empty] | Water storage | 0 | 0 | 0 |  |  | 0 | 0 | 0
Electricity exchange |  | 1 |  |  |  | Gas Storage | 0 | 0 | 0
Import |  |  | 1 |  |  | Oil Storage | 0 | 0 | 0 |  |  | 0 | 0 | 0
Export |  |  | 0 |  |  | Methanol Storage | 0 | 0 | 0
Bottleneck |  |  | 0 |  |  | Interconnection | 0 | 0 | 0 |  |  | 0 | 0 | 0
Fixed imp/exp |  |  | 0 |  |  | Geothermal Heat | 25 | 1 | 1
[6 empty] | Indust. Excess Heat | 20 | 1 | 0
CO2 emission costs |  | 301 |  |  |  | Indust. CHP Electr. | 25 | 1 | 2
[6 empty] | Indust. CHP Heat | 64 | 3 | 5
Variable costs | 4038 |  |  |  |  | Electr Boiler Gr 2+3 | 600 | 17 | 22
Fixed operation costs | 1876 |  |  |  |  | Bicycles | 0 | 0 | 0
[6 empty] | Motorbikes | 0 | 0 | 0
Annual Investment costs | 5625 |  |  |  |  | Electric Cars | 0 | 0 | 0
[6 empty] | Conventional Cars | 0 | 0 | 0
TOTAL ANNUAL COSTS | 11539 |  |  |  |  | DME Buses | 0 | 0 | 0
[6 empty] | Diesel Buses | 0 | 0 | 0
[6 empty] | DME Trucks | 0 | 0 | 0
[6 empty] | Diesel Trucks | 0 | 0 | 0
[6 empty] | El1 storage cap | 2149 | 2149 | 0
46.56
32.69
| Electr. | Elec.dem | Fixed | DH | Wind | PV | Wave | River | Tidal | Wave | CSP | CSP2 | CSP2 | CSP2 | Hydro | Hydro | Hydro | Hydro | Hydro | Solar | CSHP 1 | Waste 1 | Boiler 1 | Solar 1 | Sol1 Str | CSHP 2 | Waste 2 | Geoth 2 | Geoth 2 | Geoth 2 | CHP 2 | HP 2 | Boiler 2 | EH 2 | ELT 2 | Solar2 | Sol2 Str | Storage2 | Balance2 | CSHP 3 | Waste 3 | Geoth 3 | Geoth 3 | Geoth 3 | CHP 3 | HP 3 | Boiler 3 | EH 3 | ELT 3 | Solar3 | Sol3 Str | Storage3 | Balance3 | Flexible | HP | CSHP | CHP | PP | PP2 | Nuclear | Geother. | Pump | Turbine | Pumped | Pump2 | Turbine2 | Pumped2 | Rock in | Rock out | Rock str | ELT 2 | ELT 2 H2 | ELT 3 | ELT 3 H2 | V2G | V2G | V2G | V2G | Trans H2 | Trans H2 | CO2Hydro | NH3Hydro | CO2Hydro | NH3Hydro | HH-CHP | HH-HP | HH-HP/EB | HH-EB | HH-H2 | HH-H2 | HH-H2 | HH Dem. | HH CHP+HP | HH Boil. | HH Solar | HH Store | HH Balan | Stabil. | Import | Export | CEEP | EEEP | ExMarket | ExMarket | System | InMarket | Btl-neck | Import | Export | Blt-neck | Add-exp | Boilers | CHP2+3 | PP | Indi- | Transp. | Indust. | Demand | Biogas | Syngas | CO2HyGas | SynHyGas | SynFuel | Storage | Storage | Sum | Import | Export | FreshW | FreshW | SaltW | Brine | Brine | Desal.Pl | FWPump | Turbine | Pump | CoolGr1 | CoolGr2 | CoolGr3 | Cool-El | CoolGr1 | CoolGr2 | CoolGr3 | Cooling | Cooling | Cooling | Cooling
| Demand | Cooling | Exp/Imp | Demand | Electr. | Electr. | Electr. | Electr. | Electr. | Electr. | Electr. | Electr. | Storage | loss | Electr. | pump | storage | Wat-Sup | Wat-Loss | Heat | Heat | Heat | Heat | Heat | Heat | Heat | Heat | Heat | Steam | Storage | Heat | Heat | Heat | Heat | Heat | Heat | Heat | Heat | Heat | Heat | Heat | Heat | Steam | Storage | Heat | Heat | Heat | Heat | Heat | Heat | Heat | Heat | Heat | Electr. | Electr. | Electr. | Electr. | Electr. | Electr. | Electr. | Electr. | Electr. | Electr. | Storage | Electr. | Electr. | Storage | Electr. | Steam | Storage | Electr. | ELT 2 | Electr. | ELT 3 | Demand | Charge | Discha. | Storage | Electr. | Electr. | Storage | Electr. | liq.fuel | Ammonia | Electr. | Electr. | Electr. | Electr. | Electr. | Storage | Prices | Heat | Heat | Heat | Heat | Heat | Heat | Load | Electr. | Electr. | Electr. | Electr. | Prices | Prod | Prices | Prices | Prices | Payment | Payment | Payment | Payment |  |  | CAES | vidual |  | Various | Sum | [6 empty] | Content |  | Gas | Gas | Demand | Storage | Demand | Prod. | Storage | Electr. | Electr. | Electr. | Electr. | Demand | Demand | Demand | Demand | Natural | Natural | Natural | DHgr1 | DHgr2 | DHgr3 | Electr.
TOTAL FOR ONE YEAR (TWh/year):
Annual: | 19.26 | 0 | 0 | 2.43 | 13.61 | 7.54 | 0 | 3.65 | 0 | 0 | 0 | 4.91 | 0.01 | 23.35 | 6.34 | 0 | 0 | 7.2 | 0 | 0 | 0 | 0 | 0 | 0 | 0 | 0.94 | 0 | 0 | 0 | 0 | 0 | 0 | 0 | 0 | 0 | 0 | 0 | 0 | -0.94 | 1.06 | 0 | 0 | 0 | 0 | 1.44 | 0.63 | 0 | 0 | 0 | 0 | 0 | 0.01 | -0.7 | 3.17 | 2.45 | 0.37 | 1.77 | 2.23 | 0.23 | 2.71 | 0.88 | 0.02 | 0.02 | 0 | 0.21 | 0.15 | 0 | 0.22 | 0.21 | 8.54 | 0 | 0 | 0 | 0 | 4.78 | 5.38 | 0.05 | 0 | 13.56 | 1.71 | 0.21 | 0 | 0 | 0 | 0 | 2.29 | 0 | 0 | 0 | 0 | 0 | 15.13 | 9.16 | 2.2 | 3.77 | 0 | 0 | Percent | 0.01 | 0 | 0 | 0 | 0.46 | 0 | 0 | 0.46 | 0 | 1 | 0 | 0 | 0 | 0 | 0.78 | 1.2 | 1.52 | 0 | 6.53 | 10.04 | 0 | 0 | 2.83 | 0 | 0 | 0 | 6003.1 | 7.21 | 7.21 | 0 | 0 | 0 | 0 | 0 | 0 | 0 | 0 | 0 | 0 | 0 | 0 | 0 | 0 | 0 | 0 | 0 | 0 | 0 | 0 | 0
MONTHLY AVERAGE VALUES (MW):
January | 2224 | 0 | 0 | 510 | 1773 | 414 | 0 | 541 | 0 | 0 | 0 | 435 | 9673 | 712 | 768 | 0 | 2125535 | 1067 | 0 | 0 | 0 | 0 | 0 | 0 | 0 | 221 | 0 | 0 | 0 | 0 | 0 | 0 | 0 | 0 | 0 | 0 | 0 | 0 | -221 | 121 | 0 | 0 | 0 | 0 | 275 | 137 | 1 | 0 | 0 | 0 | 0 | 18616 | -24 | 356 | 564 | 86 | 338 | 409 | 73 | 309 | 100 | 0 | 0 | 0 | 0 | 0 | 0 | 0 | 0 | 0 | 0 | 0 | 0 | 0 | 577 | 646 | 4 | 3197 | 1436 | 51793112 | 23 | 0 | 0 | 0 | 0 | 530 | 0 | 0 | 0 | 0 | 0 | 3369 | 2119 | 640 | 454 | 106537 | -156 | 100 | 0 | 0 | 0 | 0 | 84 | 0 | 0 | 84 | 0 | 0 | 0 | 0 | 0 | 0 | 149 | 235 | 437 | 0 | 743 | 1565 | 0 | 0 | 322 | 0 | 0 | 422 | 601497 | 821 | 821 | 0 | 0 | 0 | 0 | 0 | 0 | 0 | 0 | 0 | 0 | 0 | 0 | 0 | 0 | 0 | 0 | 0 | 0 | 0 | 0 | 0
February | 2440 | 0 | 0 | 678 | 2692 | 531 | 0 | 339 | 0 | 0 | 0 | 507 | 10431 | 1111 | 719 | 0 | 2280856 | 1111 | 0 | 0 | 0 | 0 | 0 | 0 | 0 | 193 | 0 | 0 | 0 | 0 | 0 | 0 | 0 | 0 | 0 | 0 | 0 | 0 | -193 | 121 | 0 | 0 | 0 | 0 | 280 | 284 | 2 | 0 | 0 | 0 | 0 | 18207 | -8 | 369 | 760 | 75 | 345 | 256 | 83 | 309 | 100 | 5 | 0 | 480 | 44 | 0 | 3689 | 0 | 0 | 0 | 0 | 0 | 0 | 0 | 577 | 679 | 13 | 12484 | 1647 | 51869228 | 23 | 0 | 0 | 0 | 0 | 689 | 0 | 0 | 0 | 0 | 0 | 4035 | 2756 | 722 | 716 | 115873 | 159 | 100 | 1 | 0 | 0 | 0 | 56 | 0 | 0 | 56 | 0 | 0 | 0 | 0 | 0 | 0 | 152 | 166 | 496 | 0 | 743 | 1557 | 0 | 0 | 322 | 0 | 0 | 414 | 279776 | 821 | 821 | 0 | 0 | 0 | 0 | 0 | 0 | 0 | 0 | 0 | 0 | 0 | 0 | 0 | 0 | 0 | 0 | 0 | 0 | 0 | 0 | 0
March | 2326 | 0 | 0 | 509 | 2044 | 753 | 0 | 522 | 0 | 0 | 0 | 563 | 13053 | 2080 | 708 | 0 | 2632724 | 1447 | 0 | 0 | 0 | 0 | 0 | 0 | 0 | 151 | 0 | 0 | 0 | 0 | 0 | 0 | 0 | 0 | 0 | 0 | 0 | 0 | -151 | 121 | 0 | 0 | 0 | 0 | 241 | 177 | 2 | 0 | 0 | 0 | 0 | 23645 | -32 | 358 | 498 | 59 | 297 | 171 | 24 | 309 | 100 | 5 | 7 | 732 | 56 | 40 | 11793 | 21 | 21 | 218 | 0 | 0 | 0 | 0 | 567 | 696 | 21 | 16926 | 1635 | 52050140 | 23 | 0 | 0 | 0 | 0 | 454 | 0 | 0 | 0 | 0 | 0 | 3130 | 1815 | 443 | 879 | 125213 | 6 | 100 | 0 | 0 | 0 | 0 | 39 | 0 | 0 | 39 | 0 | 0 | 0 | 0 | 0 | 0 | 131 | 96 | 312 | 0 | 743 | 1282 | 0 | 0 | 322 | 0 | 0 | 139 | 40209 | 821 | 821 | 0 | 0 | 0 | 0 | 0 | 0 | 0 | 0 | 0 | 0 | 0 | 0 | 0 | 0 | 0 | 0 | 0 | 0 | 0 | 0 | 0
April | 1974 | 0 | 0 | 169 | 1362 | 1189 | 0 | 808 | 0 | 0 | 0 | 621 | 15869 | 4189 | 635 | 0 | 3053336 | 1193 | 0 | 0 | 0 | 0 | 0 | 0 | 0 | 97 | 0 | 0 | 0 | 0 | 0 | 0 | 0 | 0 | 0 | 0 | 0 | 0 | -97 | 121 | 0 | 0 | 0 | 0 | 97 | 23 | 0 | 0 | 0 | 0 | 0 | 26008 | -72 | 363 | 119 | 38 | 119 | 48 | 0 | 309 | 100 | 5 | 0 | 2705 | 15 | 0 | 32820 | 127 | 125 | 4163 | 0 | 0 | 0 | 0 | 544 | 621 | 0 | 53287 | 1982 | 52378593 | 23 | 0 | 0 | 0 | 0 | 114 | 0 | 0 | 0 | 0 | 0 | 870 | 455 | 6 | 411 | 153506 | 1 | 100 | 0 | 0 | 0 | 0 | 39 | 0 | 0 | 39 | 0 | 0 | 0 | 0 | 0 | 0 | 52 | 23 | 7 | 0 | 743 | 827 | 0 | 0 | 322 | 0 | 0 | -316 | 138936 | 821 | 821 | 0 | 0 | 0 | 0 | 0 | 0 | 0 | 0 | 0 | 0 | 0 | 0 | 0 | 0 | 0 | 0 | 0 | 0 | 0 | 0 | 0
May | 1984 | 0 | 0 | 53 | 859 | 1154 | 0 | 636 | 0 | 0 | 0 | 628 | 16836 | 3976 | 719 | 0 | 3224080 | 810 | 0 | 0 | 0 | 0 | 0 | 0 | 0 | 32 | 0 | 0 | 0 | 0 | 0 | 0 | 0 | 0 | 0 | 0 | 0 | 0 | -32 | 121 | 0 | 0 | 0 | 0 | 79 | 0 | 0 | 0 | 0 | 0 | 0 | 26418 | -147 | 362 | 24 | 13 | 97 | 117 | 0 | 309 | 100 | 0 | 4 | 1477 | 0 | 41 | 21765 | 11 | 11 | 85 | 0 | 0 | 0 | 0 | 544 | 528 | 0 | 21043 | 1744 | 52702523 | 23 | 0 | 0 | 0 | 0 | 24 | 0 | 0 | 0 | 0 | 0 | 361 | 94 | 0 | 266 | 165208 | -1 | 100 | 0 | 0 | 0 | 0 | 47 | 0 | 0 | 47 | 0 | 0 | 0 | 0 | 0 | 0 | 43 | 57 | 0 | 0 | 743 | 843 | 0 | 0 | 322 | 0 | 0 | -300 | 377442 | 821 | 821 | 0 | 0 | 0 | 0 | 0 | 0 | 0 | 0 | 0 | 0 | 0 | 0 | 0 | 0 | 0 | 0 | 0 | 0 | 0 | 0 | 0
June | 2076 | 0 | 0 | 41 | 1403 | 1211 | 0 | 462 | 0 | 0 | 0 | 629 | 17531 | 4274 | 673 | 0 | 3119349 | 560 | 0 | 0 | 0 | 0 | 0 | 0 | 0 | 32 | 0 | 0 | 0 | 0 | 0 | 0 | 0 | 0 | 0 | 0 | 0 | 0 | -32 | 121 | 0 | 0 | 0 | 0 | 78 | 0 | 0 | 0 | 0 | 0 | 0 | 26699 | -157 | 365 | 21 | 13 | 96 | 188 | 0 | 309 | 100 | 5 | 0 | 1261 | 58 | 0 | 10362 | 47 | 46 | 1849 | 0 | 0 | 0 | 0 | 535 | 661 | 0 | 30236 | 1826 | 52893510 | 23 | 0 | 0 | 0 | 0 | 21 | 0 | 0 | 0 | 0 | 0 | 338 | 85 | 0 | 255 | 165576 | 1 | 100 | 0 | 0 | 0 | 0 | 47 | 0 | 0 | 47 | 0 | 0 | 0 | 0 | 0 | 0 | 42 | 92 | 0 | 0 | 743 | 877 | 0 | 0 | 322 | 0 | 0 | -265 | 560354 | 821 | 821 | 0 | 0 | 0 | 0 | 0 | 0 | 0 | 0 | 0 | 0 | 0 | 0 | 0 | 0 | 0 | 0 | 0 | 0 | 0 | 0 | 0
July | 2280 | 0 | 0 | 41 | 915 | 1266 | 0 | 254 | 0 | 0 | 0 | 629 | 17383 | 4566 | 744 | 0 | 3003408 | 676 | 0 | 0 | 0 | 0 | 0 | 0 | 0 | 32 | 0 | 0 | 0 | 0 | 0 | 0 | 0 | 0 | 0 | 0 | 0 | 0 | -32 | 121 | 0 | 0 | 0 | 0 | 78 | 0 | 0 | 0 | 0 | 0 | 0 | 26699 | -157 | 361 | 5 | 13 | 96 | 211 | 0 | 309 | 100 | 0 | 4 | 413 | 0 | 41 | 11294 | 0 | 0 | 0 | 0 | 0 | 0 | 0 | 514 | 512 | 5 | 6659 | 1402 | 53111015 | 23 | 0 | 0 | 0 | 0 | 5 | 0 | 0 | 0 | 0 | 0 | 260 | 22 | 0 | 238 | 165588 | -1 | 100 | 0 | 0 | 0 | 0 | 55 | 0 | 0 | 55 | 0 | 0 | 0 | 0 | 0 | 0 | 42 | 103 | 0 | 0 | 743 | 889 | 0 | 0 | 322 | 0 | 0 | -254 | 777541 | 821 | 821 | 0 | 0 | 0 | 0 | 0 | 0 | 0 | 0 | 0 | 0 | 0 | 0 | 0 | 0 | 0 | 0 | 0 | 0 | 0 | 0 | 0
August | 2363 | 0 | 0 | 41 | 1001 | 1132 | 0 | 212 | 0 | 0 | 0 | 626 | 16130 | 3870 | 760 | 0 | 2864076 | 661 | 0 | 0 | 0 | 0 | 0 | 0 | 0 | 32 | 0 | 0 | 0 | 0 | 0 | 0 | 0 | 0 | 0 | 0 | 0 | 0 | -32 | 121 | 0 | 0 | 0 | 0 | 78 | 0 | 0 | 0 | 0 | 0 | 0 | 26699 | -157 | 355 | 11 | 13 | 96 | 408 | 0 | 309 | 100 | 0 | 0 | 0 | 0 | 0 | 0 | 0 | 0 | 0 | 0 | 0 | 0 | 0 | 513 | 571 | 0 | 1132 | 1333 | 53165420 | 23 | 0 | 0 | 0 | 0 | 11 | 0 | 0 | 0 | 0 | 0 | 275 | 44 | 0 | 230 | 165486 | -1 | 100 | 0 | 0 | 0 | 0 | 58 | 0 | 0 | 58 | 0 | 0 | 0 | 0 | 0 | 0 | 42 | 199 | 0 | 0 | 743 | 985 | 0 | 0 | 322 | 0 | 0 | -158 | 913847 | 821 | 821 | 0 | 0 | 0 | 0 | 0 | 0 | 0 | 0 | 0 | 0 | 0 | 0 | 0 | 0 | 0 | 0 | 0 | 0 | 0 | 0 | 0
September | 2109 | 0 | 0 | 103 | 1143 | 1048 | 0 | 246 | 0 | 0 | 0 | 608 | 15135 | 3494 | 719 | 0 | 2640489 | 447 | 0 | 0 | 0 | 0 | 0 | 0 | 0 | 32 | 0 | 0 | 0 | 0 | 0 | 0 | 0 | 0 | 0 | 0 | 0 | 0 | -32 | 121 | 0 | 0 | 0 | 0 | 88 | 11 | 0 | 0 | 0 | 0 | 0 | 26470 | -116 | 359 | 66 | 13 | 108 | 349 | 0 | 309 | 100 | 5 | 0 | 618 | 58 | 0 | 5119 | 5 | 5 | 15 | 0 | 0 | 0 | 0 | 521 | 649 | 1 | 13307 | 1369 | 53168418 | 23 | 0 | 0 | 0 | 0 | 63 | 0 | 0 | 0 | 0 | 0 | 592 | 252 | 0 | 341 | 162793 | 2 | 100 | 0 | 0 | 0 | 0 | 42 | 0 | 0 | 42 | 0 | 0 | 0 | 0 | 0 | 0 | 48 | 170 | 0 | 0 | 743 | 962 | 0 | 0 | 322 | 0 | 0 | -181 | 1030677 | 821 | 821 | 0 | 0 | 0 | 0 | 0 | 0 | 0 | 0 | 0 | 0 | 0 | 0 | 0 | 0 | 0 | 0 | 0 | 0 | 0 | 0 | 0
October | 2016 | 0 | 0 | 195 | 1986 | 763 | 0 | 224 | 0 | 0 | 0 | 555 | 12849 | 2178 | 677 | 0 | 2369826 | 427 | 0 | 0 | 0 | 0 | 0 | 0 | 0 | 96 | 0 | 0 | 0 | 0 | 0 | 0 | 0 | 0 | 0 | 0 | 0 | 0 | -96 | 121 | 0 | 0 | 0 | 0 | 115 | 9 | 0 | 0 | 0 | 0 | 0 | 26751 | -50 | 363 | 140 | 37 | 141 | 153 | 1 | 309 | 100 | 5 | 4 | 1313 | 56 | 41 | 16402 | 84 | 45 | 4085 | 0 | 0 | 0 | 0 | 544 | 626 | 6 | 25484 | 1682 | 53318778 | 23 | 0 | 0 | 0 | 0 | 137 | 0 | 0 | 0 | 0 | 0 | 1056 | 550 | 12 | 495 | 146069 | 0 | 100 | 0 | 0 | 0 | 0 | 53 | 0 | 0 | 53 | 0 | 0 | 0 | 0 | 0 | 0 | 62 | 75 | 14 | 0 | 743 | 894 | 0 | 0 | 322 | 0 | 0 | -249 | 1201701 | 821 | 821 | 0 | 0 | 0 | 0 | 0 | 0 | 0 | 0 | 0 | 0 | 0 | 0 | 0 | 0 | 0 | 0 | 0 | 0 | 0 | 0 | 0
November | 2172 | 0 | 0 | 430 | 1826 | 464 | 0 | 451 | 0 | 0 | 0 | 459 | 9141 | 909 | 741 | 0 | 2186013 | 628 | 0 | 0 | 0 | 0 | 0 | 0 | 0 | 157 | 0 | 0 | 0 | 0 | 0 | 0 | 0 | 0 | 0 | 0 | 0 | 0 | -157 | 121 | 0 | 0 | 0 | 0 | 220 | 110 | 0 | 0 | 0 | 0 | 0 | 27233 | -21 | 362 | 425 | 61 | 271 | 190 | 10 | 309 | 100 | 0 | 4 | 655 | 0 | 42 | 8309 | 0 | 37 | 1303 | 0 | 0 | 0 | 0 | 542 | 548 | 24 | 17179 | 1420 | 53500930 | 23 | 0 | 0 | 0 | 0 | 397 | 0 | 0 | 0 | 0 | 0 | 2633 | 1589 | 432 | 484 | 108481 | -129 | 100 | 0 | 0 | 0 | 0 | 62 | 0 | 0 | 62 | 0 | 0 | 0 | 0 | 0 | 0 | 119 | 98 | 306 | 0 | 743 | 1267 | 0 | 0 | 322 | 0 | 0 | 124 | 1298906 | 821 | 821 | 0 | 0 | 0 | 0 | 0 | 0 | 0 | 0 | 0 | 0 | 0 | 0 | 0 | 0 | 0 | 0 | 0 | 0 | 0 | 0 | 0
December | 2350 | 0 | 0 | 569 | 1648 | 376 | 0 | 302 | 0 | 0 | 0 | 441 | 8248 | 512 | 788 | 0 | 2079809 | 814 | 0 | 0 | 0 | 0 | 0 | 0 | 0 | 210 | 0 | 0 | 0 | 0 | 0 | 0 | 0 | 0 | 0 | 0 | 0 | 0 | -210 | 121 | 0 | 0 | 0 | 0 | 340 | 125 | 0 | 0 | 0 | 0 | 0 | 26820 | -16 | 361 | 729 | 82 | 418 | 543 | 127 | 309 | 100 | 0 | 0 | 0 | 0 | 0 | 0 | 0 | 0 | 0 | 0 | 0 | 0 | 0 | 553 | 614 | 0 | 29 | 1071 | 53455693 | 23 | 0 | 0 | 0 | 0 | 698 | 0 | 0 | 0 | 0 | 0 | 3826 | 2792 | 762 | 397 | 46245 | 125 | 100 | 14 | 0 | 0 | 0 | 41 | 0 | 0 | 41 | 0 | 0 | 0 | 0 | 0 | 0 | 184 | 328 | 518 | 0 | 743 | 1773 | 0 | 0 | 322 | 0 | 0 | 631 | 963552 | 821 | 821 | 0 | 0 | 0 | 0 | 0 | 0 | 0 | 0 | 0 | 0 | 0 | 0 | 0 | 0 | 0 | 0 | 0 | 0 | 0 | 0 | 0
Annual Average | 2193 | 0 | 0 | 277 | 1549 | 859 | 0 | 416 | 0 | 0 | 0 | 558 | 13530 | 2658 | 721 | 0 | 2632250 | 820 | 0 | 0 | 0 | 0 | 0 | 0 | 0 | 107 | 0 | 0 | 0 | 0 | 0 | 0 | 0 | 0 | 0 | 0 | 0 | 0 | -107 | 121 | 0 | 0 | 0 | 0 | 164 | 72 | 0 | 0 | 0 | 0 | 0 | 25042 | -80 | 361 | 279 | 42 | 202 | 254 | 26 | 309 | 100 | 3 | 2 | 801 | 24 | 17 | 10121 | 25 | 24 | 973 | 0 | 0 | 0 | 0 | 544 | 612 | 6 | 16642 | 1544 | 52786744 | 23 | 0 | 0 | 0 | 0 | 261 | 0 | 0 | 0 | 0 | 0 | 1723 | 1043 | 250 | 429 | 135524 | 0 | 100 | 1 | 0 | 0 | 0 | 52 | 0 | 0 | 52 | 0 | 44 | 47 | - | 0 | 0 | 89 | 137 | 173 | 0 | 743 | 1143 | 0 | 0 | 322 | 0 | 0 | 0 | 683413 | 821 | 821 | 0 | 0 | 0 | 0 | 0 | 0 | 0 | 0 | 0 | 0 | 0 | 0 | 0 | 0 | 0 | 0 | 0 | 0 | 0 | 0 | 0
Annual Maximum | 3321 | 0 | 0 | 1310 | 6349 | 4416 | 0 | 814 | 0 | 0 | 0 | 629 | 25044 | 21187 | 866 | 0 | 3228744 | 1455 | 0 | 2 | 0 | 0 | 0 | 0 | 0 | 325 | 0 | 0 | 0 | 0 | 0 | 0 | 0 | 0 | 0 | 0 | 0 | 0 | -32 | 121 | 0 | 0 | 0 | 0 | 874 | 1548 | 230 | 0 | 0 | 2 | 0 | 34798 | 581 | 466 | 1948 | 127 | 1076 | 1250 | 806 | 309 | 100 | 401 | 401 | 2935 | 4131 | 888 | 33578 | 4216 | 1949 | 50850 | 0 | 0 | 0 | 0 | 917 | 6289 | 713 | 60239 | 2494 | 53547915 | 23 | 0 | 0 | 0 | 0 | 1561 | 0 | 0 | 0 | 0 | 0 | 8084 | 6243 | 1838 | 4397 | 166040 | 6226 | 100 | 1103 | 0 | 0 | 0 | 299 | 0 | 0 | 299 | 0 | 37 | 0 | 0 | 0 | 50 | 474 | 742 | 1234 | 0 | 743 | 2842 | 0 | 0 | 322 | 0 | 0 | 1699 | 1332967 | 821 | 821 | 0 | 0 | 0 | 0 | 0 | 0 | 0 | 0 | 0 | 0 | 0 | 0 | 0 | 0 | 0 | 0 | 0 | 0 | 0 | 0 | 0
Annual Minimum | 1309 | 0 | 0 | 5 | 12 | 0 | 0 | 211 | 0 | 0 | 0 | 0 | 0 | 0 | 0 | 0 | 2050371 | 420 | 0 | 0 | 0 | 0 | 0 | 0 | 0 | 32 | 0 | 0 | 0 | 0 | 0 | 0 | 0 | 0 | 0 | 0 | 0 | 0 | -325 | 121 | 0 | 0 | 0 | 0 | 78 | 0 | 0 | 0 | 0 | 0 | 0 | 12867 | -1534 | 0 | 0 | 13 | 96 | 48 | 0 | 309 | 100 | 0 | 0 | 0 | 0 | 0 | 0 | 0 | 0 | 0 | 0 | 0 | 0 | 0 | 306 | 0 | 0 | 0 | 28 | 51705331 | 23 | 0 | 0 | 0 | 0 | 0 | 0 | 0 | 0 | 0 | 0 | 31 | 0 | 0 | 2 | 0 | -5575 | 100 | 0 | 0 | 0 | 0 | -18 | 0 | 0 | 0 | 0 | 0 | 0 | 0 | 0 | 0 | 42 | 23 | 0 | 0 | 743 | 809 | 0 | 0 | 322 | 0 | 0 | -334 | 0 | 821 | 821 | 0 | 0 | 0 | 0 | 0 | 0 | 0 | 0 | 0 | 0 | 0 | 0 | 0 | 0 | 0 | 0 | 0 | 0 | 0 | 0 | 0

## 80
§§§§§§ WARNING: Critical Excess Electricity Production §§§§§ §§§§§§ WARNING: PP too small. Critical import is needed §§§§§
EnergyPLAN model 15.1 | [5 empty] | OVERVIEW OF INVESTMENT COSTS | Interest Rate: | 0% | [7 empty] | FUEL BALANCE
RESULT: Data-set: | 80final.txt
Technical regulation no. 2 | [5 empty] | COSTS (M EUR): | Total Inv. | Annual Inv. | Fixed |  |  | Total Inv. | Annual Inv. | Fixed |  | Primary Energy
Critical Excess Regulation Strategy: 892345000 | [6 empty] | Costs | Costs | O&M |  |  | Costs | Costs | O&M |  | TWh | DHP | CHP2 | CHP3 | Boiler2 | Boiler3 | PP | Geo/Nu. | Hydro | Waste | CAES/ELT | BioCon | EFuel | VRES | SolarTh | Transp. | Househ | Ind/Var | Total
[6 empty] | Solar thermal | 0 | 0 | 0 | [6 empty] | Coal | 0 | 0 | 0 | 0 | 0 | 0 | 0 | 0 | 0 | 0 | 0 | 0 | 0 | 0 | 0 | 0 | 0 | 0
Total Calculation Time | 12:00 |  |  |  |  | Small CHP units | 1083 | 43 | 47 |  |  | 0 | 0 | 0 |  | Oil | 0 | 0 | 0 | 0 | 0 | 0 | 0 | 0 | 0 | 0 | 0 | 0 | 0 | 0 | 1.5 | 0 | 0 | 1.5
Loading of Data | 12:00 |  |  |  |  | Heat Pump gr. 2 | 0 | 0 | 0 | [6 empty] | N.Gas | 0 | 0 | 0.48 | 0 | 0 | 0.68 | 0 | 0 | 0 | 0 | 0 | -1.97 | 0 | 0 | 0 | 0.96 | 4.26 | 4.42
Calculating Strategy 1 | 12:00 |  |  |  |  | Heat Storage CHP | 179 | 9 | 1 |  |  | 0 | 0 | 0 |  | Biomass | 0 | 0 | 1.97 | 0 | 0.01 | 2.78 | 0 | 0 | 0 | 0 | 0 | 0 | 0 | 0 | 0 | 0.95 | 1.24 | 6.96
Calculating Strategy 2 | 12:00 |  |  |  |  | Large CHP units | 1399 | 56 | 32 | [6 empty] | Renewable | 0 | 0 | 0 | 0 | 0 | 0 | 2.2 | 6.34 | 0 | 0 | 0 | 0 | 36.96 | 3.75 | 0 | 0 | 0 | 49.25
Calculating Heatstorage | 12:00 |  |  |  |  | Heat Pump gr. 3 | 3871 | 155 | 77 |  |  | 0 | 0 | 0 |  | H2 etc. | 0 | 0 | 0.69 | 0 | 0 | 0.19 | 0 | 0 | 0 | -8.33 | 0 | 2.26 | 0 | 0 | 0 | 0 | 6.07 | 0.88
Calc. economy and Fuel | 12:00 |  |  |  |  | Heat Storage Solar | 0 | 0 | 0 | [6 empty] | Biofuel | 0 | 0 | 0 | 0 | 0 | 0 | 0 | 0 | 0 | 0 | 0 | 0 | 0 | 0 | 0 | 0 | 0 | 0
[6 empty] | Boilers gr. 2 and 3 | 126 | 5 | 4 |  |  | 0 | 0 | 0 |  | Nucl/CCS | 0 | 0 | 0 | 0 | 0 | 0 | 7.53 | 0 | 0 | 0 | 0 | 0 | 0 | 0 | 0 | 0 | 0 | 7.53
ANNUAL CO2 EMISSIONS (Mt): | [5 empty] | Large Power Plants | 1399 | 56 | 32 | [6 empty] | Total | 0 | 0 | 3.15 | 0 | 0.01 | 3.66 | 9.73 | 6.34 | 0 | -8.33 | 0 | 0.29 | 36.96 | 3.75 | 1.5 | 1.91 | 11.57 | 70.54
CO2-emission (total) | 1.3 |  |  |  |  | Wind | 7773 | 259 | 259 |  |  | 0 | 0 | 0
CO2-emission (corrected) | 1.298 |  |  |  |  | Wind offshore | 0 | 0 | 0
[6 empty] | Photo Voltaic | 6560 | 164 | 66 |  |  | 0 | 0 | 0
SHARE OF RES (incl. Biomass): | [5 empty] | Wave power | 0 | 0 | 0
RES share of PES | 79.7 | percent |  |  |  | River of hydro | 4228 | 70 | 63 |  |  | 0 | 0 | 0
RES share of elec. prod. | 94 | percent |  |  |  | Hydro Power | 5407 | 90 | 68
RES electricity prod. | 46.04 | TWh/year |  |  |  | Hydro Storage | 30756 | 615 | 461 |  |  | 0 | 0 | 0
[6 empty] | Hydro Pump | 0 | 0 | 0
ANNUAL FUEL CONSUMPTIONS (TWh/year) | TOTAL: | HOUSEHOLDS: |  |  |  | Nuclear | 1566 | 26 | 31 |  |  | 0 | 0 | 0
Fuel Consumption (total) | 70.54 |  |  |  |  | Geothermal Electr. | 403 | 20 | 14
CAES Fuel Consumption | 0 |  |  |  |  | Electrolyser | 1295 | 86 | 65 |  |  | 0 | 0 | 0
Fuel(incl.Biomass excl.RES) | 27.48 |  |  |  |  | Hydrogen Storage | 0 | 0 | 0
Fuel Consumption (incl. H2) | 78.86 |  |  |  |  | Charge el1 storage | 272 | 5 | 4 |  |  | 0 | 0 | 0
Fuel Consumption (corrected) | 70.49 |  |  |  |  | Discharge el1 storage | 272 | 5 | 4
Coal Consumption | 0 | 0 |  |  |  | El1 storage cap | 22 | 0 | 0 |  |  | 0 | 0 | 0
Oil Consumption | 1.5 | 0 |  |  |  | Indv. boilers | 2163 | 103 | 56
Ngas Consumption | 4.42 | 0.96 |  |  |  | Indv. CHP | 0 | 0 | 0 |  |  | 0 | 0 | 0
Biomass Consumption | 6.96 | 0.95 |  |  |  | Indv. Heat Pump | 20115 | 1006 | 302
Nuclear Fuel Consumption | 7.53 |  |  |  |  | Indv. Electric heat | 0 | 0 | 0 |  |  | 0 | 0 | 0
Waste Input | 0 |  |  |  |  | Indv. Solar thermal | 10594 | 353 | 129
V2G Pre Load Hours | 1 |  |  |  |  | BioGas Upgrade | 0 | 0 | 0 |  |  | 0 | 0 | 0
[6 empty] | Gasification Upgrade | 0 | 0 | 0
ANNUAL COSTS (M EUR) | TOTAL: | VARIABLE: | BREAKDOWN: |  |  | DHP Boiler group 1 | 0 | 0 | 0 |  |  | 0 | 0 | 0
Fuel ex. Ngas exchange |  | 890 |  |  |  | Waste CHP | 0 | 0 | 0
Coal |  |  | 0 |  |  | Absorp. HP (Waste) | 0 | 0 | 0 |  |  | 0 | 0 | 0
FuelOil |  |  | 0 |  |  | Biogas Plant | 0 | 0 | 0
Gasoil/Diesel |  |  | 335 |  |  | Gasification Plant | 0 | 0 | 0 |  |  | 0 | 0 | 0
Petrol/JP |  |  | 220 |  |  | BioDiesel Plant | 0 | 0 | 0
Gas handling |  |  | 43 |  |  | BioPetrol Plant | 0 | 0 | 0 |  |  | 0 | 0 | 0
Biomass |  |  | 244 |  |  | BioJPPlant | 0 | 0 | 0
Food income |  |  | 0 |  |  | Tidal Power | 0 | 0 | 0 |  |  | 0 | 0 | 0
Waste |  |  | 0 |  |  | CSP Solar Power | 2952 | 98 | 118
[6 empty] | Carbon Recycling | 0 | 0 | 0 |  |  | 0 | 0 | 0
Ngas Exchange costs |  | 330 |  |  |  | Methanation | 56 | 2 | 2
[6 empty] | Liquidation + JP | 0 | 0 | 0 |  |  | 0 | 0 | 0
Marginal operation costs |  | 70 |  |  |  | Desalination Plant | 0 | 0 | 0
[6 empty] | Water storage | 0 | 0 | 0 |  |  | 0 | 0 | 0
Electricity exchange |  | 0 |  |  |  | Gas Storage | 0 | 0 | 0
Import |  |  | 0 |  |  | Oil Storage | 0 | 0 | 0 |  |  | 0 | 0 | 0
Export |  |  | -1 |  |  | Methanol Storage | 0 | 0 | 0
Bottleneck |  |  | 1 |  |  | Interconnection | 0 | 0 | 0 |  |  | 0 | 0 | 0
Fixed imp/exp |  |  | 0 |  |  | Geothermal Heat | 25 | 1 | 1
[6 empty] | Indust. Excess Heat | 20 | 1 | 0
CO2 emission costs |  | 137 |  |  |  | Indust. CHP Electr. | 25 | 1 | 2
[6 empty] | Indust. CHP Heat | 64 | 3 | 5
Variable costs | 1426 |  |  |  |  | Electr Boiler Gr 2+3 | 600 | 17 | 22
Fixed operation costs | 1893 |  |  |  |  | Bicycles | 0 | 0 | 0
[6 empty] | Motorbikes | 0 | 0 | 0
Annual Investment costs | 3543 |  |  |  |  | Electric Cars | 0 | 0 | 0
[6 empty] | Conventional Cars | 0 | 0 | 0
TOTAL ANNUAL COSTS | 6863 |  |  |  |  | DME Buses | 0 | 0 | 0
[6 empty] | Diesel Buses | 0 | 0 | 0
[6 empty] | DME Trucks | 0 | 0 | 0
[6 empty] | Diesel Trucks | 0 | 0 | 0
[6 empty] | El1 storage cap | 3272 | 164 | 0
52.4
27.99
| Electr. | Elec.dem | Fixed | DH | Wind | PV | Wave | River | Tidal | Wave | CSP | CSP2 | CSP2 | CSP2 | Hydro | Hydro | Hydro | Hydro | Hydro | Solar | CSHP 1 | Waste 1 | Boiler 1 | Solar 1 | Sol1 Str | CSHP 2 | Waste 2 | Geoth 2 | Geoth 2 | Geoth 2 | CHP 2 | HP 2 | Boiler 2 | EH 2 | ELT 2 | Solar2 | Sol2 Str | Storage2 | Balance2 | CSHP 3 | Waste 3 | Geoth 3 | Geoth 3 | Geoth 3 | CHP 3 | HP 3 | Boiler 3 | EH 3 | ELT 3 | Solar3 | Sol3 Str | Storage3 | Balance3 | Flexible | HP | CSHP | CHP | PP | PP2 | Nuclear | Geother. | Pump | Turbine | Pumped | Pump2 | Turbine2 | Pumped2 | Rock in | Rock out | Rock str | ELT 2 | ELT 2 H2 | ELT 3 | ELT 3 H2 | V2G | V2G | V2G | V2G | Trans H2 | Trans H2 | CO2Hydro | NH3Hydro | CO2Hydro | NH3Hydro | HH-CHP | HH-HP | HH-HP/EB | HH-EB | HH-H2 | HH-H2 | HH-H2 | HH Dem. | HH CHP+HP | HH Boil. | HH Solar | HH Store | HH Balan | Stabil. | Import | Export | CEEP | EEEP | ExMarket | ExMarket | System | InMarket | Btl-neck | Import | Export | Blt-neck | Add-exp | Boilers | CHP2+3 | PP | Indi- | Transp. | Indust. | Demand | Biogas | Syngas | CO2HyGas | SynHyGas | SynFuel | Storage | Storage | Sum | Import | Export | FreshW | FreshW | SaltW | Brine | Brine | Desal.Pl | FWPump | Turbine | Pump | CoolGr1 | CoolGr2 | CoolGr3 | Cool-El | CoolGr1 | CoolGr2 | CoolGr3 | Cooling | Cooling | Cooling | Cooling
| Demand | Cooling | Exp/Imp | Demand | Electr. | Electr. | Electr. | Electr. | Electr. | Electr. | Electr. | Electr. | Storage | loss | Electr. | pump | storage | Wat-Sup | Wat-Loss | Heat | Heat | Heat | Heat | Heat | Heat | Heat | Heat | Heat | Steam | Storage | Heat | Heat | Heat | Heat | Heat | Heat | Heat | Heat | Heat | Heat | Heat | Heat | Steam | Storage | Heat | Heat | Heat | Heat | Heat | Heat | Heat | Heat | Heat | Electr. | Electr. | Electr. | Electr. | Electr. | Electr. | Electr. | Electr. | Electr. | Electr. | Storage | Electr. | Electr. | Storage | Electr. | Steam | Storage | Electr. | ELT 2 | Electr. | ELT 3 | Demand | Charge | Discha. | Storage | Electr. | Electr. | Storage | Electr. | liq.fuel | Ammonia | Electr. | Electr. | Electr. | Electr. | Electr. | Storage | Prices | Heat | Heat | Heat | Heat | Heat | Heat | Load | Electr. | Electr. | Electr. | Electr. | Prices | Prod | Prices | Prices | Prices | Payment | Payment | Payment | Payment |  |  | CAES | vidual |  | Various | Sum | [6 empty] | Content |  | Gas | Gas | Demand | Storage | Demand | Prod. | Storage | Electr. | Electr. | Electr. | Electr. | Demand | Demand | Demand | Demand | Natural | Natural | Natural | DHgr1 | DHgr2 | DHgr3 | Electr.
TOTAL FOR ONE YEAR (TWh/year):
Annual: | 19.83 | 0 | 0 | 2.53 | 18.11 | 9.21 | 0 | 3.45 | 0 | 0 | 0 | 6.2 | 0.01 | 19.01 | 6.34 | 0 | 0 | 7.2 | 0 | 0 | 0 | 0 | 0 | 0 | 0 | 0.94 | 0 | 0 | 0 | 0 | 0 | 0 | 0 | 0 | 0 | 0 | 0 | 0 | -0.94 | 1.08 | 0 | 0 | 0 | 0 | 1.1 | 0.89 | 0.01 | 0 | 0 | 0 | 0 | 0.02 | -0.55 | 3.74 | 2.35 | 0.37 | 1.35 | 1.33 | 0.13 | 2.71 | 0.88 | 0.03 | 0.02 | 0 | 0.38 | 0.27 | 0 | 0.97 | 0.88 | 181.18 | 0 | 0 | 0 | 0 | 6.47 | 7.28 | 0.07 | 0 | 15.7 | 3.13 | 0.14 | 0 | 0 | 0 | 0 | 2.12 | 0 | 0 | 0 | 0 | 0 | 12.73 | 8.49 | 1.48 | 2.76 | 0 | 0 | Percent | 0 | 0.02 | 0.02 | 0 | 0.46 | 0 | 0 | 0.46 | 0 | 0 | 1 | -1 | 0 | 0 | 0.48 | 0.68 | 0.96 | 0 | 4.26 | 6.38 | 0 | 0 | 1.97 | 0 | 0 | 0 | 3743.92 | 4.42 | 4.42 | 0 | 0 | 0 | 0 | 0 | 0 | 0 | 0 | 0 | 0 | 0 | 0 | 0 | 0 | 0 | 0 | 0 | 0 | 0 | 0 | 0
MONTHLY AVERAGE VALUES (MW):
January | 2290 | 0 | 0 | 530 | 2359 | 506 | 0 | 511 | 0 | 0 | 0 | 524 | 10587 | 418 | 814 | 0 | 2117461 | 1067 | 0 | 0 | 0 | 0 | 0 | 0 | 0 | 221 | 0 | 0 | 0 | 0 | 0 | 0 | 0 | 0 | 0 | 0 | 0 | 0 | -221 | 123 | 0 | 0 | 0 | 0 | 237 | 183 | 3 | 0 | 0 | 0 | 0 | 21631 | -16 | 418 | 553 | 86 | 291 | 279 | 48 | 309 | 100 | 5 | 4 | 956 | 13 | 9 | 2121 | 0 | 0 | 0 | 0 | 0 | 0 | 0 | 782 | 867 | 11 | 20243 | 1688 | 53284328 | 16 | 0 | 0 | 0 | 0 | 508 | 0 | 0 | 0 | 0 | 0 | 2835 | 2030 | 423 | 340 | 94039 | -41 | 100 | 1 | 0 | 0 | 0 | 84 | 0 | 0 | 84 | 0 | 0 | 0 | 0 | 0 | 1 | 104 | 152 | 269 | 0 | 485 | 1011 | 0 | 0 | 224 | 0 | 0 | 284 | 352854 | 503 | 503 | 0 | 0 | 0 | 0 | 0 | 0 | 0 | 0 | 0 | 0 | 0 | 0 | 0 | 0 | 0 | 0 | 0 | 0 | 0 | 0 | 0
February | 2512 | 0 | 0 | 705 | 3582 | 648 | 0 | 320 | 0 | 0 | 0 | 603 | 11055 | 797 | 680 | 0 | 2246475 | 1111 | 0 | 0 | 0 | 0 | 0 | 0 | 0 | 193 | 0 | 0 | 0 | 0 | 0 | 0 | 0 | 0 | 0 | 0 | 0 | 0 | -193 | 123 | 0 | 0 | 0 | 0 | 218 | 365 | 4 | 0 | 0 | 0 | 0 | 21658 | -5 | 436 | 697 | 75 | 268 | 114 | 30 | 309 | 100 | 5 | 0 | 631 | 92 | 0 | 9812 | 145 | 80 | 11343 | 0 | 0 | 0 | 0 | 781 | 957 | 25 | 36343 | 1893 | 53477748 | 16 | 0 | 0 | 0 | 0 | 606 | 0 | 0 | 0 | 0 | 0 | 3394 | 2423 | 481 | 535 | 100343 | 44 | 100 | 1 | 0 | 0 | 0 | 56 | 0 | 0 | 56 | 0 | 0 | 0 | 0 | 0 | 1 | 95 | 67 | 308 | 0 | 485 | 956 | 0 | 0 | 224 | 0 | 0 | 230 | 150477 | 503 | 503 | 0 | 0 | 0 | 0 | 0 | 0 | 0 | 0 | 0 | 0 | 0 | 0 | 0 | 0 | 0 | 0 | 0 | 0 | 0 | 0 | 0
March | 2395 | 0 | 0 | 529 | 2720 | 919 | 0 | 493 | 0 | 0 | 0 | 708 | 15522 | 1588 | 693 | 0 | 2619368 | 1447 | 0 | 0 | 0 | 0 | 0 | 0 | 0 | 151 | 0 | 0 | 0 | 0 | 0 | 0 | 0 | 0 | 0 | 0 | 0 | 0 | -151 | 123 | 0 | 0 | 0 | 0 | 186 | 241 | 5 | 0 | 0 | 0 | 0 | 28266 | -27 | 422 | 479 | 59 | 228 | 56 | 3 | 309 | 100 | 5 | 4 | 1267 | 86 | 62 | 25720 | 173 | 212 | 15371 | 0 | 0 | 0 | 0 | 768 | 918 | 16 | 36941 | 1877 | 53775617 | 16 | 0 | 0 | 0 | 0 | 419 | 0 | 0 | 0 | 0 | 0 | 2633 | 1674 | 303 | 655 | 101842 | -1 | 100 | 0 | 0 | 0 | 0 | 39 | 0 | 0 | 39 | 0 | 0 | 0 | 0 | 0 | 1 | 81 | 28 | 199 | 0 | 485 | 794 | 0 | 0 | 224 | 0 | 0 | 68 | 19891 | 503 | 503 | 0 | 0 | 0 | 0 | 0 | 0 | 0 | 0 | 0 | 0 | 0 | 0 | 0 | 0 | 0 | 0 | 0 | 0 | 0 | 0 | 0
April | 2033 | 0 | 0 | 175 | 1813 | 1450 | 0 | 763 | 0 | 0 | 0 | 804 | 19870 | 3569 | 547 | 0 | 3098894 | 1193 | 0 | 0 | 0 | 0 | 0 | 0 | 0 | 97 | 0 | 0 | 0 | 0 | 0 | 0 | 0 | 0 | 0 | 0 | 0 | 0 | -97 | 123 | 0 | 0 | 0 | 0 | 70 | 37 | 0 | 0 | 0 | 0 | 0 | 30824 | -55 | 427 | 114 | 38 | 86 | 30 | 0 | 309 | 100 | 0 | 0 | 2937 | 0 | 0 | 51118 | 382 | 249 | 65985 | 0 | 0 | 0 | 0 | 736 | 825 | 0 | 76425 | 2143 | 54200577 | 16 | 0 | 0 | 0 | 0 | 104 | 0 | 0 | 0 | 0 | 0 | 732 | 417 | 8 | 308 | 117576 | 1 | 100 | 0 | 0 | 0 | 0 | 39 | 0 | 0 | 39 | 0 | 0 | 0 | 0 | 0 | 0 | 31 | 14 | 7 | 0 | 485 | 537 | 0 | 0 | 224 | 0 | 0 | -190 | 80978 | 503 | 503 | 0 | 0 | 0 | 0 | 0 | 0 | 0 | 0 | 0 | 0 | 0 | 0 | 0 | 0 | 0 | 0 | 0 | 0 | 0 | 0 | 0
May | 2042 | 0 | 0 | 55 | 1143 | 1408 | 0 | 601 | 0 | 0 | 0 | 817 | 20946 | 3337 | 691 | 0 | 3325233 | 810 | 0 | 0 | 0 | 0 | 0 | 0 | 0 | 32 | 0 | 0 | 0 | 0 | 0 | 0 | 0 | 0 | 0 | 0 | 0 | 0 | -32 | 123 | 0 | 0 | 0 | 0 | 49 | 1 | 0 | 0 | 0 | 0 | 0 | 31102 | -117 | 427 | 29 | 13 | 61 | 30 | 0 | 309 | 100 | 0 | 4 | 2572 | 0 | 39 | 48948 | 58 | 146 | 36626 | 0 | 0 | 0 | 0 | 736 | 711 | 0 | 39219 | 1930 | 54604154 | 16 | 0 | 0 | 0 | 0 | 29 | 0 | 0 | 0 | 0 | 0 | 304 | 117 | 0 | 187 | 125403 | 0 | 100 | 0 | 0 | 0 | 0 | 47 | 0 | 0 | 47 | 0 | 0 | 0 | 0 | 0 | 0 | 22 | 14 | 0 | 0 | 485 | 520 | 0 | 0 | 224 | 0 | 0 | -206 | 228514 | 503 | 503 | 0 | 0 | 0 | 0 | 0 | 0 | 0 | 0 | 0 | 0 | 0 | 0 | 0 | 0 | 0 | 0 | 0 | 0 | 0 | 0 | 0
June | 2138 | 0 | 0 | 43 | 1868 | 1478 | 0 | 436 | 0 | 0 | 0 | 820 | 21777 | 3630 | 619 | 0 | 3223607 | 560 | 0 | 0 | 0 | 0 | 0 | 0 | 0 | 32 | 0 | 0 | 0 | 0 | 0 | 0 | 0 | 0 | 0 | 0 | 0 | 0 | -32 | 123 | 0 | 0 | 0 | 0 | 48 | 0 | 0 | 0 | 0 | 0 | 0 | 31417 | -128 | 430 | 23 | 13 | 59 | 128 | 0 | 309 | 100 | 5 | 0 | 1582 | 89 | 24 | 24422 | 217 | 67 | 23963 | 0 | 0 | 0 | 0 | 723 | 919 | 0 | 44812 | 2015 | 54882470 | 16 | 0 | 0 | 0 | 0 | 23 | 0 | 0 | 0 | 0 | 0 | 284 | 93 | 0 | 191 | 125476 | 0 | 100 | 0 | 0 | 0 | 0 | 47 | 0 | 0 | 47 | 0 | 0 | 0 | 0 | 0 | 0 | 21 | 59 | 0 | 0 | 485 | 565 | 0 | 0 | 224 | 0 | 0 | -161 | 354791 | 503 | 503 | 0 | 0 | 0 | 0 | 0 | 0 | 0 | 0 | 0 | 0 | 0 | 0 | 0 | 0 | 0 | 0 | 0 | 0 | 0 | 0 | 0
July | 2347 | 0 | 0 | 43 | 1217 | 1544 | 0 | 240 | 0 | 0 | 0 | 820 | 21634 | 3921 | 749 | 0 | 3150491 | 676 | 0 | 0 | 0 | 0 | 0 | 0 | 0 | 32 | 0 | 0 | 0 | 0 | 0 | 0 | 0 | 0 | 0 | 0 | 0 | 0 | -32 | 123 | 0 | 0 | 0 | 0 | 48 | 0 | 0 | 0 | 0 | 0 | 0 | 31417 | -128 | 426 | 12 | 13 | 59 | 41 | 0 | 309 | 100 | 0 | 4 | 1469 | 0 | 62 | 38002 | 0 | 118 | 28810 | 0 | 0 | 0 | 0 | 696 | 668 | 5 | 24078 | 1693 | 55210674 | 16 | 0 | 0 | 0 | 0 | 12 | 0 | 0 | 0 | 0 | 0 | 219 | 47 | 0 | 171 | 125557 | 0 | 100 | 0 | 0 | 0 | 0 | 55 | 0 | 0 | 55 | 0 | 0 | 0 | 0 | 0 | 0 | 21 | 19 | 0 | 0 | 485 | 525 | 0 | 0 | 224 | 0 | 0 | -201 | 497885 | 503 | 503 | 0 | 0 | 0 | 0 | 0 | 0 | 0 | 0 | 0 | 0 | 0 | 0 | 0 | 0 | 0 | 0 | 0 | 0 | 0 | 0 | 0
August | 2433 | 0 | 0 | 43 | 1333 | 1381 | 0 | 200 | 0 | 0 | 0 | 813 | 20092 | 3241 | 812 | 0 | 2978436 | 661 | 0 | 0 | 0 | 0 | 0 | 0 | 0 | 32 | 0 | 0 | 0 | 0 | 0 | 0 | 0 | 0 | 0 | 0 | 0 | 0 | -32 | 123 | 0 | 0 | 0 | 0 | 48 | 0 | 0 | 0 | 0 | 0 | 0 | 31417 | -128 | 419 | 17 | 13 | 59 | 281 | 0 | 309 | 100 | 0 | 0 | 0 | 0 | 0 | 0 | 0 | 0 | 0 | 0 | 0 | 0 | 0 | 695 | 775 | 2 | 5958 | 1643 | 55426086 | 16 | 0 | 0 | 0 | 0 | 17 | 0 | 0 | 0 | 0 | 0 | 231 | 67 | 0 | 164 | 125528 | 0 | 100 | 0 | 0 | 0 | 0 | 58 | 0 | 0 | 58 | 0 | 0 | 0 | 0 | 0 | 0 | 21 | 130 | 0 | 0 | 485 | 636 | 0 | 0 | 224 | 0 | 0 | -90 | 597702 | 503 | 503 | 0 | 0 | 0 | 0 | 0 | 0 | 0 | 0 | 0 | 0 | 0 | 0 | 0 | 0 | 0 | 0 | 0 | 0 | 0 | 0 | 0
September | 2172 | 0 | 0 | 107 | 1521 | 1279 | 0 | 232 | 0 | 0 | 0 | 782 | 18842 | 2908 | 763 | 0 | 2705819 | 447 | 0 | 0 | 0 | 0 | 0 | 0 | 0 | 32 | 0 | 0 | 0 | 0 | 0 | 0 | 0 | 0 | 0 | 0 | 0 | 0 | -32 | 123 | 0 | 0 | 0 | 0 | 57 | 20 | 0 | 0 | 0 | 0 | 0 | 31230 | -92 | 422 | 71 | 13 | 70 | 310 | 0 | 309 | 100 | 5 | 0 | 642 | 89 | 0 | 10712 | 95 | 44 | 4130 | 0 | 0 | 0 | 0 | 705 | 886 | 1 | 19307 | 1622 | 55567490 | 16 | 0 | 0 | 0 | 0 | 66 | 0 | 0 | 0 | 0 | 0 | 498 | 266 | 0 | 232 | 123506 | 0 | 100 | 0 | 0 | 0 | 0 | 42 | 0 | 0 | 42 | 0 | 0 | 0 | 0 | 0 | 0 | 25 | 143 | 0 | 0 | 485 | 653 | 0 | 0 | 224 | 0 | 0 | -73 | 654230 | 503 | 503 | 0 | 0 | 0 | 0 | 0 | 0 | 0 | 0 | 0 | 0 | 0 | 0 | 0 | 0 | 0 | 0 | 0 | 0 | 0 | 0 | 0
October | 2076 | 0 | 0 | 202 | 2643 | 931 | 0 | 212 | 0 | 0 | 0 | 704 | 15513 | 1682 | 653 | 0 | 2438730 | 427 | 0 | 0 | 0 | 0 | 0 | 0 | 0 | 96 | 0 | 0 | 0 | 0 | 0 | 0 | 0 | 0 | 0 | 0 | 0 | 0 | -96 | 123 | 0 | 0 | 0 | 0 | 84 | 29 | 0 | 0 | 0 | 0 | 0 | 31603 | -34 | 428 | 136 | 37 | 103 | 64 | 0 | 308 | 100 | 5 | 4 | 2104 | 86 | 62 | 34127 | 270 | 100 | 24924 | 0 | 0 | 0 | 0 | 736 | 837 | 1 | 46328 | 1940 | 55849347 | 16 | 0 | 0 | 0 | 0 | 129 | 0 | 0 | 0 | 0 | 0 | 888 | 515 | 18 | 355 | 108722 | 0 | 100 | 0 | 28 | 28 | 0 | 53 | 0 | 0 | 53 | 0 | 0 | 1 | -1 | 0 | 0 | 37 | 30 | 19 | 0 | 485 | 571 | 0 | 0 | 224 | 0 | 0 | -156 | 750846 | 503 | 503 | 0 | 0 | 0 | 0 | 0 | 0 | 0 | 0 | 0 | 0 | 0 | 0 | 0 | 0 | 0 | 0 | 0 | 0 | 0 | 0 | 0
November | 2236 | 0 | 0 | 446 | 2430 | 566 | 0 | 425 | 0 | 0 | 0 | 552 | 9994 | 606 | 724 | 0 | 2270011 | 628 | 0 | 0 | 0 | 0 | 0 | 0 | 0 | 157 | 0 | 0 | 0 | 0 | 0 | 0 | 0 | 0 | 0 | 0 | 0 | 0 | -157 | 123 | 0 | 0 | 0 | 0 | 183 | 152 | 0 | 0 | 0 | 0 | 0 | 32432 | -11 | 427 | 410 | 61 | 225 | 50 | 2 | 309 | 100 | 10 | 7 | 1727 | 70 | 105 | 25785 | 0 | 194 | 37340 | 0 | 0 | 0 | 0 | 734 | 784 | 37 | 35418 | 1640 | 56143865 | 16 | 0 | 0 | 0 | 0 | 372 | 0 | 0 | 0 | 0 | 0 | 2215 | 1487 | 297 | 340 | 90219 | -91 | 100 | 0 | 0 | 0 | 0 | 62 | 0 | 0 | 62 | 0 | 0 | 0 | 0 | 0 | 0 | 80 | 24 | 192 | 0 | 485 | 782 | 0 | 0 | 224 | 0 | 0 | 55 | 816201 | 503 | 503 | 0 | 0 | 0 | 0 | 0 | 0 | 0 | 0 | 0 | 0 | 0 | 0 | 0 | 0 | 0 | 0 | 0 | 0 | 0 | 0 | 0
December | 2420 | 0 | 0 | 591 | 2193 | 459 | 0 | 285 | 0 | 0 | 0 | 516 | 8529 | 257 | 902 | 0 | 2126647 | 814 | 0 | 0 | 0 | 0 | 0 | 0 | 0 | 210 | 0 | 0 | 0 | 0 | 0 | 0 | 0 | 0 | 0 | 0 | 0 | 0 | -210 | 123 | 0 | 0 | 0 | 0 | 277 | 201 | 0 | 0 | 0 | 0 | 0 | 31340 | -9 | 425 | 677 | 82 | 341 | 433 | 93 | 309 | 100 | 0 | 4 | 150 | 0 | 9 | 434 | 0 | 0 | 0 | 0 | 0 | 0 | 0 | 748 | 810 | 4 | 1512 | 1384 | 56220594 | 16 | 0 | 0 | 0 | 0 | 627 | 0 | 0 | 0 | 0 | 0 | 3219 | 2508 | 501 | 297 | 74783 | 88 | 100 | 3 | 0 | 0 | 0 | 41 | 0 | 0 | 41 | 0 | 0 | 0 | 0 | 0 | 0 | 121 | 245 | 318 | 0 | 485 | 1169 | 0 | 0 | 224 | 0 | 0 | 443 | 598985 | 503 | 503 | 0 | 0 | 0 | 0 | 0 | 0 | 0 | 0 | 0 | 0 | 0 | 0 | 0 | 0 | 0 | 0 | 0 | 0 | 0 | 0 | 0
Annual Average | 2258 | 0 | 0 | 288 | 2062 | 1048 | 0 | 393 | 0 | 0 | 0 | 705 | 16209 | 2165 | 721 | 0 | 2692746 | 820 | 0 | 0 | 0 | 0 | 0 | 0 | 0 | 107 | 0 | 0 | 0 | 0 | 0 | 0 | 0 | 0 | 0 | 0 | 0 | 0 | -107 | 123 | 0 | 0 | 0 | 0 | 125 | 102 | 1 | 0 | 0 | 0 | 0 | 29550 | -63 | 426 | 267 | 42 | 154 | 152 | 15 | 309 | 100 | 3 | 2 | 1336 | 43 | 31 | 22611 | 111 | 100 | 20626 | 0 | 0 | 0 | 0 | 736 | 829 | 9 | 32064 | 1788 | 54891206 | 16 | 0 | 0 | 0 | 0 | 242 | 0 | 0 | 0 | 0 | 0 | 1449 | 967 | 169 | 314 | 109414 | 0 | 100 | 0 | 2 | 2 | 0 | 52 | 0 | 0 | 52 | 0 | 53 | 35 | - | 0 | 0 | 55 | 77 | 109 | 0 | 485 | 726 | 0 | 0 | 224 | 0 | 0 | 0 | 426221 | 503 | 503 | 0 | 0 | 0 | 0 | 0 | 0 | 0 | 0 | 0 | 0 | 0 | 0 | 0 | 0 | 0 | 0 | 0 | 0 | 0 | 0 | 0
Annual Maximum | 3419 | 0 | 0 | 1361 | 8449 | 5388 | 0 | 769 | 0 | 0 | 0 | 820 | 32633 | 20513 | 1114 | 0 | 3332661 | 1455 | 0 | 2 | 0 | 0 | 0 | 0 | 0 | 325 | 0 | 0 | 0 | 0 | 0 | 0 | 0 | 0 | 0 | 0 | 0 | 0 | -32 | 123 | 0 | 0 | 0 | 0 | 874 | 1507 | 313 | 0 | 0 | 2 | 0 | 39494 | 611 | 549 | 1770 | 127 | 1076 | 1209 | 806 | 309 | 100 | 453 | 453 | 2937 | 6197 | 938 | 51118 | 6234 | 3976 | 163577 | 0 | 0 | 0 | 0 | 1241 | 8951 | 770 | 81531 | 2559 | 56267800 | 16 | 0 | 0 | 0 | 0 | 1401 | 0 | 0 | 0 | 0 | 0 | 6801 | 5606 | 1193 | 3333 | 125668 | 5598 | 100 | 361 | 5109 | 5109 | 0 | 299 | 0 | 0 | 299 | 0 | 16 | 180 | 0 | 0 | 68 | 382 | 694 | 747 | 0 | 485 | 2048 | 0 | 0 | 224 | 0 | 0 | 1322 | 834315 | 503 | 503 | 0 | 0 | 0 | 0 | 0 | 0 | 0 | 0 | 0 | 0 | 0 | 0 | 0 | 0 | 0 | 0 | 0 | 0 | 0 | 0 | 0
Annual Minimum | 1348 | 0 | 0 | 5 | 16 | 0 | 0 | 199 | 0 | 0 | 0 | 0 | 0 | 0 | 0 | 0 | 2050371 | 420 | 0 | 0 | 0 | 0 | 0 | 0 | 0 | 32 | 0 | 0 | 0 | 0 | 0 | 0 | 0 | 0 | 0 | 0 | 0 | 0 | -325 | 123 | 0 | 0 | 0 | 0 | 48 | 0 | 0 | 0 | 0 | 0 | 0 | 15256 | -1082 | 0 | 0 | 13 | 59 | 30 | 0 | 245 | 100 | 0 | 0 | 0 | 0 | 0 | 0 | 0 | 0 | 0 | 0 | 0 | 0 | 0 | 414 | 0 | 0 | 0 | 13 | 53134570 | 16 | 0 | 0 | 0 | 0 | 0 | 0 | 0 | 0 | 0 | 0 | 26 | 0 | 0 | 2 | 0 | -4698 | 100 | 0 | 0 | 0 | 0 | -18 | 0 | 0 | 0 | 0 | 0 | 0 | -180 | 0 | 0 | 21 | 14 | 0 | 0 | 485 | 520 | 0 | 0 | 224 | 0 | 0 | -206 | 0 | 503 | 503 | 0 | 0 | 0 | 0 | 0 | 0 | 0 | 0 | 0 | 0 | 0 | 0 | 0 | 0 | 0 | 0 | 0 | 0 | 0 | 0 | 0

## 90
§§§§§§ WARNING: Critical Excess Electricity Production §§§§§ §§§§§§ WARNING: PP too small. Critical import is needed §§§§§
EnergyPLAN model 15.1 | [5 empty] | OVERVIEW OF INVESTMENT COSTS | Interest Rate: | 0% | [7 empty] | FUEL BALANCE
RESULT: Data-set: | 90final.txt
Technical regulation no. 2 | [5 empty] | COSTS (M EUR): | Total Inv. | Annual Inv. | Fixed |  |  | Total Inv. | Annual Inv. | Fixed |  | Primary Energy
Critical Excess Regulation Strategy: 892345000 | [6 empty] | Costs | Costs | O&M |  |  | Costs | Costs | O&M |  | TWh | DHP | CHP2 | CHP3 | Boiler2 | Boiler3 | PP | Geo/Nu. | Hydro | Waste | CAES/ELT | BioCon | EFuel | VRES | SolarTh | Transp. | Househ | Ind/Var | Total
[6 empty] | Solar thermal | 0 | 0 | 0 | [6 empty] | Coal | 0 | 0 | 0 | 0 | 0 | 0 | 0 | 0 | 0 | 0 | 0 | 0 | 0 | 0 | 0 | 0 | 0 | 0
Total Calculation Time | 12:00 |  |  |  |  | Small CHP units | 1083 | 43 | 47 |  |  | 0 | 0 | 0 |  | Oil | 0 | 0 | 0 | 0 | 0 | 0 | 0 | 0 | 0 | 0 | 0 | 0 | 0 | 0 | 1.38 | 0 | 0 | 1.38
Loading of Data | 12:00 |  |  |  |  | Heat Pump gr. 2 | 0 | 0 | 0 | [6 empty] | N.Gas | 0 | 0 | 0 | 0 | 0 | 0 | 0 | 0 | 0 | 0 | 0 | -4.61 | 0 | 0 | 0 | 0.43 | 2.51 | -1.68
Calculating Strategy 1 | 12:00 |  |  |  |  | Heat Storage CHP | 104 | 5 | 1 |  |  | 0 | 0 | 0 |  | Biomass | 0 | 0 | 3.57 | 0 | 0 | 7.19 | 0 | 0 | 0 | 0 | 0 | 0 | 0 | 0 | 0 | 0.66 | 1.24 | 12.67
Calculating Strategy 2 | 12:00 |  |  |  |  | Large CHP units | 1399 | 56 | 32 | [6 empty] | Renewable | 0 | 0 | 0 | 0 | 0 | 0 | 2.2 | 6.34 | 0 | 0 | 0 | 0 | 41.42 | 3.14 | 0 | 0 | 0 | 53.09
Calculating Heatstorage | 12:00 |  |  |  |  | Heat Pump gr. 3 | 2264 | 91 | 45 |  |  | 0 | 0 | 0 |  | H2 etc. | 0 | 0 | 0.17 | 0 | 0 | 0.07 | 0 | 0 | 0 | -12.25 | 0 | 5.3 | 0 | 0 | 0 | 0 | 6.95 | 0.24
Calc. economy and Fuel | 12:00 |  |  |  |  | Heat Storage Solar | 0 | 0 | 0 | [6 empty] | Biofuel | 0 | 0 | 0 | 0 | 0 | 0 | 0 | 0 | 0 | 0 | 0 | 0 | 0 | 0 | 0 | 0 | 0 | 0
[6 empty] | Boilers gr. 2 and 3 | 126 | 5 | 4 |  |  | 0 | 0 | 0 |  | Nucl/CCS | 0 | 0 | 0 | 0 | 0 | 0 | 7.49 | 0 | 0 | 0 | 0 | 0 | 0 | 0 | 0 | 0 | 0 | 7.49
ANNUAL CO2 EMISSIONS (Mt): | [5 empty] | Large Power Plants | 1399 | 56 | 32 | [6 empty] | Total | 0 | 0 | 3.75 | 0 | 0 | 7.26 | 9.69 | 6.34 | 0 | -12.25 | 0 | 0.69 | 41.42 | 3.14 | 1.38 | 1.09 | 10.69 | 73.18
CO2-emission (total) | 0.024 |  |  |  |  | Wind | 8860 | 295 | 298 |  |  | 0 | 0 | 0
CO2-emission (corrected) | 0.024 |  |  |  |  | Wind offshore | 0 | 0 | 0
[6 empty] | Photo Voltaic | 6605 | 165 | 66 |  |  | 0 | 0 | 0
SHARE OF RES (incl. Biomass): | [5 empty] | Wave power | 0 | 0 | 0
RES share of PES | 89.8 | percent |  |  |  | River of hydro | 4681 | 78 | 70 |  |  | 0 | 0 | 0
RES share of elec. prod. | 94.8 | percent |  |  |  | Hydro Power | 5407 | 90 | 68
RES electricity prod. | 52.79 | TWh/year |  |  |  | Hydro Storage | 30756 | 615 | 461 |  |  | 0 | 0 | 0
[6 empty] | Hydro Pump | 0 | 0 | 0
ANNUAL FUEL CONSUMPTIONS (TWh/year) | TOTAL: | HOUSEHOLDS: |  |  |  | Nuclear | 1566 | 26 | 31 |  |  | 0 | 0 | 0
Fuel Consumption (total) | 73.18 |  |  |  |  | Geothermal Electr. | 403 | 20 | 14
CAES Fuel Consumption | 0 |  |  |  |  | Electrolyser | 1710 | 114 | 85 |  |  | 0 | 0 | 0
Fuel(incl.Biomass excl.RES) | 27.08 |  |  |  |  | Hydrogen Storage | 0 | 0 | 0
Fuel Consumption (incl. H2) | 85.43 |  |  |  |  | Charge el1 storage | 215 | 4 | 3 |  |  | 0 | 0 | 0
Fuel Consumption (corrected) | 72.69 |  |  |  |  | Discharge el1 storage | 215 | 4 | 3
Coal Consumption | 0 | 0 |  |  |  | El1 storage cap | 22 | 0 | 0 |  |  | 0 | 0 | 0
Oil Consumption | 1.38 | 0 |  |  |  | Indv. boilers | 1214 | 58 | 32
Ngas Consumption | -1.68 | 0.43 |  |  |  | Indv. CHP | 0 | 0 | 0 |  |  | 0 | 0 | 0
Biomass Consumption | 12.67 | 0.66 |  |  |  | Indv. Heat Pump | 18313 | 916 | 275
Nuclear Fuel Consumption | 7.49 |  |  |  |  | Indv. Electric heat | 0 | 0 | 0 |  |  | 0 | 0 | 0
Waste Input | 0 |  |  |  |  | Indv. Solar thermal | 8774 | 292 | 107
V2G Pre Load Hours | 1 |  |  |  |  | BioGas Upgrade | 0 | 0 | 0 |  |  | 0 | 0 | 0
[6 empty] | Gasification Upgrade | 0 | 0 | 0
ANNUAL COSTS (M EUR) | TOTAL: | VARIABLE: | BREAKDOWN: |  |  | DHP Boiler group 1 | 0 | 0 | 0 |  |  | 0 | 0 | 0
Fuel ex. Ngas exchange |  | 1062 |  |  |  | Waste CHP | 0 | 0 | 0
Coal |  |  | 0 |  |  | Absorp. HP (Waste) | 0 | 0 | 0 |  |  | 0 | 0 | 0
FuelOil |  |  | 0 |  |  | Biogas Plant | 0 | 0 | 0
Gasoil/Diesel |  |  | 324 |  |  | Gasification Plant | 0 | 0 | 0 |  |  | 0 | 0 | 0
Petrol/JP |  |  | 217 |  |  | BioDiesel Plant | 0 | 0 | 0
Gas handling |  |  | 23 |  |  | BioPetrol Plant | 0 | 0 | 0 |  |  | 0 | 0 | 0
Biomass |  |  | 451 |  |  | BioJPPlant | 0 | 0 | 0
Food income |  |  | 0 |  |  | Tidal Power | 0 | 0 | 0 |  |  | 0 | 0 | 0
Waste |  |  | 0 |  |  | CSP Solar Power | 3115 | 104 | 125
[6 empty] | Carbon Recycling | 1 | 0 | 0 |  |  | 0 | 0 | 0
Ngas Exchange costs |  | -132 |  |  |  | Methanation | 118 | 5 | 5
[6 empty] | Liquidation + JP | 0 | 0 | 0 |  |  | 0 | 0 | 0
Marginal operation costs |  | 74 |  |  |  | Desalination Plant | 0 | 0 | 0
[6 empty] | Water storage | 0 | 0 | 0 |  |  | 0 | 0 | 0
Electricity exchange |  | 2 |  |  |  | Gas Storage | 0 | 0 | 0
Import |  |  | 2 |  |  | Oil Storage | 0 | 0 | 0 |  |  | 0 | 0 | 0
Export |  |  | -9 |  |  | Methanol Storage | 0 | 0 | 0
Bottleneck |  |  | 9 |  |  | Interconnection | 0 | 0 | 0 |  |  | 0 | 0 | 0
Fixed imp/exp |  |  | 0 |  |  | Geothermal Heat | 25 | 1 | 1
[6 empty] | Indust. Excess Heat | 20 | 1 | 0
CO2 emission costs |  | 3 |  |  |  | Indust. CHP Electr. | 25 | 1 | 2
[6 empty] | Indust. CHP Heat | 64 | 3 | 5
Variable costs | 1009 |  |  |  |  | Electr Boiler Gr 2+3 | 600 | 17 | 22
Fixed operation costs | 1867 |  |  |  |  | Bicycles | 0 | 0 | 0
[6 empty] | Motorbikes | 0 | 0 | 0
Annual Investment costs | 3243 |  |  |  |  | Electric Cars | 0 | 0 | 0
[6 empty] | Conventional Cars | 0 | 0 | 0
TOTAL ANNUAL COSTS | 6119 |  |  |  |  | DME Buses | 0 | 0 | 0
[6 empty] | Diesel Buses | 0 | 0 | 0
[6 empty] | DME Trucks | 0 | 0 | 0
[6 empty] | Diesel Trucks | 0 | 0 | 0
[6 empty] | El1 storage cap | 393 | 20 | 0
58.04
24.01
| Electr. | Elec.dem | Fixed | DH | Wind | PV | Wave | River | Tidal | Wave | CSP | CSP2 | CSP2 | CSP2 | Hydro | Hydro | Hydro | Hydro | Hydro | Solar | CSHP 1 | Waste 1 | Boiler 1 | Solar 1 | Sol1 Str | CSHP 2 | Waste 2 | Geoth 2 | Geoth 2 | Geoth 2 | CHP 2 | HP 2 | Boiler 2 | EH 2 | ELT 2 | Solar2 | Sol2 Str | Storage2 | Balance2 | CSHP 3 | Waste 3 | Geoth 3 | Geoth 3 | Geoth 3 | CHP 3 | HP 3 | Boiler 3 | EH 3 | ELT 3 | Solar3 | Sol3 Str | Storage3 | Balance3 | Flexible | HP | CSHP | CHP | PP | PP2 | Nuclear | Geother. | Pump | Turbine | Pumped | Pump2 | Turbine2 | Pumped2 | Rock in | Rock out | Rock str | ELT 2 | ELT 2 H2 | ELT 3 | ELT 3 H2 | V2G | V2G | V2G | V2G | Trans H2 | Trans H2 | CO2Hydro | NH3Hydro | CO2Hydro | NH3Hydro | HH-CHP | HH-HP | HH-HP/EB | HH-EB | HH-H2 | HH-H2 | HH-H2 | HH Dem. | HH CHP+HP | HH Boil. | HH Solar | HH Store | HH Balan | Stabil. | Import | Export | CEEP | EEEP | ExMarket | ExMarket | System | InMarket | Btl-neck | Import | Export | Blt-neck | Add-exp | Boilers | CHP2+3 | PP | Indi- | Transp. | Indust. | Demand | Biogas | Syngas | CO2HyGas | SynHyGas | SynFuel | Storage | Storage | Sum | Import | Export | FreshW | FreshW | SaltW | Brine | Brine | Desal.Pl | FWPump | Turbine | Pump | CoolGr1 | CoolGr2 | CoolGr3 | Cool-El | CoolGr1 | CoolGr2 | CoolGr3 | Cooling | Cooling | Cooling | Cooling
| Demand | Cooling | Exp/Imp | Demand | Electr. | Electr. | Electr. | Electr. | Electr. | Electr. | Electr. | Electr. | Storage | loss | Electr. | pump | storage | Wat-Sup | Wat-Loss | Heat | Heat | Heat | Heat | Heat | Heat | Heat | Heat | Heat | Steam | Storage | Heat | Heat | Heat | Heat | Heat | Heat | Heat | Heat | Heat | Heat | Heat | Heat | Steam | Storage | Heat | Heat | Heat | Heat | Heat | Heat | Heat | Heat | Heat | Electr. | Electr. | Electr. | Electr. | Electr. | Electr. | Electr. | Electr. | Electr. | Electr. | Storage | Electr. | Electr. | Storage | Electr. | Steam | Storage | Electr. | ELT 2 | Electr. | ELT 3 | Demand | Charge | Discha. | Storage | Electr. | Electr. | Storage | Electr. | liq.fuel | Ammonia | Electr. | Electr. | Electr. | Electr. | Electr. | Storage | Prices | Heat | Heat | Heat | Heat | Heat | Heat | Load | Electr. | Electr. | Electr. | Electr. | Prices | Prod | Prices | Prices | Prices | Payment | Payment | Payment | Payment |  |  | CAES | vidual |  | Various | Sum | [6 empty] | Content |  | Gas | Gas | Demand | Storage | Demand | Prod. | Storage | Electr. | Electr. | Electr. | Electr. | Demand | Demand | Demand | Demand | Natural | Natural | Natural | DHgr1 | DHgr2 | DHgr3 | Electr.
TOTAL FOR ONE YEAR (TWh/year):
Annual: | 18.77 | 0 | 0 | 2.39 | 20.53 | 10.09 | 0 | 3.82 | 0 | 0 | 0 | 6.98 | 0.01 | 36.3 | 6.34 | 0 | 0 | 7.2 | 0 | 0 | 0 | 0 | 0 | 0 | 0 | 0.94 | 0 | 0 | 0 | 0 | 0 | 0 | 0 | 0 | 0 | 0 | 0 | 0 | -0.94 | 1.28 | 0 | 0 | 0 | 0 | 1.31 | 0.64 | 0 | 0 | 0 | 0 | 0 | 0.01 | -0.84 | 5.68 | 2.08 | 0.37 | 1.61 | 2.64 | 0.26 | 2.7 | 0.88 | 0.03 | 0.02 | 0 | 0.44 | 0.31 | 0 | 0.24 | 0.24 | 6.73 | 0 | 0 | 0 | 0 | 6.5 | 7.35 | 0.1 | 0 | 21.53 | 3.47 | 0.34 | 0 | 0 | 0 | 0 | 1.92 | 0 | 0 | 0 | 0 | 0 | 10.81 | 7.68 | 0.83 | 2.3 | 0 | 0 | Percent | 0.03 | 0.23 | 0.23 | 0 | 0.46 | 0 | 0 | 0.46 | 0 | 2 | 9 | -9 | 0 | 0 | 0 | 0 | 0.43 | 0 | 2.51 | 2.93 | 0 | 0 | 4.61 | 0 | 0 | 0 | 1101.9 | -1.68 | 0 | 1.68 | 0 | 0 | 0 | 0 | 0 | 0 | 0 | 0 | 0 | 0 | 0 | 0 | 0 | 0 | 0 | 0 | 0 | 0 | 0 | 0
MONTHLY AVERAGE VALUES (MW):
January | 2168 | 0 | 0 | 501 | 2675 | 554 | 0 | 566 | 0 | 0 | 0 | 623 | 14090 | 1160 | 775 | 0 | 2123994 | 1067 | 0 | 0 | 0 | 0 | 0 | 0 | 0 | 221 | 0 | 0 | 0 | 0 | 0 | 0 | 0 | 0 | 0 | 0 | 0 | 0 | -221 | 146 | 0 | 0 | 0 | 0 | 245 | 135 | 1 | 0 | 0 | 0 | 0 | 19091 | -26 | 635 | 477 | 86 | 302 | 431 | 96 | 309 | 100 | 0 | 0 | 0 | 0 | 0 | 0 | 0 | 0 | 0 | 0 | 0 | 0 | 0 | 785 | 883 | 12 | 12788 | 2335 | 53642420 | 38 | 0 | 0 | 0 | 0 | 444 | 0 | 0 | 0 | 0 | 0 | 2407 | 1774 | 237 | 281 | 70534 | -115 | 100 | 8 | 0 | 0 | 0 | 84 | 0 | 0 | 84 | 0 | 1 | 0 | 0 | 0 | 0 | 0 | 0 | 120 | 0 | 285 | 405 | 0 | 0 | 525 | 0 | 0 | 71 | 123407 | -191 | 0 | 191 | 0 | 0 | 0 | 0 | 0 | 0 | 0 | 0 | 0 | 0 | 0 | 0 | 0 | 0 | 0 | 0 | 0 | 0 | 0 | 0
February | 2377 | 0 | 0 | 666 | 4061 | 709 | 0 | 354 | 0 | 0 | 0 | 728 | 15395 | 1768 | 666 | 0 | 2284106 | 1111 | 0 | 0 | 0 | 0 | 0 | 0 | 0 | 193 | 0 | 0 | 0 | 0 | 0 | 0 | 0 | 0 | 0 | 0 | 0 | 0 | -193 | 146 | 0 | 0 | 0 | 0 | 237 | 289 | 2 | 0 | 0 | 0 | 0 | 19503 | -8 | 664 | 645 | 75 | 291 | 233 | 60 | 302 | 100 | 5 | 0 | 614 | 113 | 0 | 11753 | 51 | 50 | 1699 | 0 | 0 | 0 | 0 | 785 | 953 | 23 | 28110 | 2692 | 53866822 | 38 | 0 | 0 | 0 | 0 | 573 | 0 | 0 | 0 | 0 | 0 | 2882 | 2292 | 269 | 444 | 83192 | 123 | 100 | 4 | 69 | 69 | 0 | 56 | 0 | 0 | 56 | 0 | 0 | 2 | -2 | 0 | 0 | 0 | 0 | 137 | 0 | 285 | 423 | 0 | 0 | 525 | 0 | 0 | 89 | 68226 | -191 | 0 | 191 | 0 | 0 | 0 | 0 | 0 | 0 | 0 | 0 | 0 | 0 | 0 | 0 | 0 | 0 | 0 | 0 | 0 | 0 | 0 | 0
March | 2267 | 0 | 0 | 499 | 3083 | 1007 | 0 | 546 | 0 | 0 | 0 | 802 | 18787 | 3266 | 692 | 0 | 2671970 | 1447 | 0 | 0 | 0 | 0 | 0 | 0 | 0 | 151 | 0 | 0 | 0 | 0 | 0 | 0 | 0 | 0 | 0 | 0 | 0 | 0 | -151 | 146 | 0 | 0 | 0 | 0 | 206 | 177 | 2 | 0 | 0 | 0 | 0 | 23802 | -32 | 640 | 425 | 59 | 253 | 125 | 13 | 306 | 100 | 6 | 7 | 909 | 109 | 89 | 28584 | 40 | 40 | 1044 | 0 | 0 | 0 | 0 | 772 | 930 | 23 | 28157 | 2596 | 54238503 | 38 | 0 | 0 | 0 | 0 | 381 | 0 | 0 | 0 | 0 | 0 | 2236 | 1523 | 169 | 541 | 89976 | -2 | 100 | 0 | 54 | 54 | 0 | 39 | 0 | 0 | 39 | 0 | 0 | 2 | -2 | 0 | 0 | 0 | 0 | 89 | 0 | 285 | 374 | 0 | 0 | 525 | 0 | 0 | 40 | 13407 | -191 | 0 | 191 | 0 | 0 | 0 | 0 | 0 | 0 | 0 | 0 | 0 | 0 | 0 | 0 | 0 | 0 | 0 | 0 | 0 | 0 | 0 | 0
April | 1924 | 0 | 0 | 166 | 2055 | 1589 | 0 | 845 | 0 | 0 | 0 | 879 | 22638 | 6459 | 650 | 0 | 3101500 | 1193 | 0 | 0 | 0 | 0 | 0 | 0 | 0 | 97 | 0 | 0 | 0 | 0 | 0 | 0 | 0 | 0 | 0 | 0 | 0 | 0 | -97 | 146 | 0 | 0 | 0 | 0 | 97 | 16 | 0 | 0 | 0 | 0 | 0 | 24590 | -94 | 646 | 95 | 38 | 119 | 51 | 0 | 306 | 100 | 4 | 0 | 2792 | 14 | 0 | 62284 | 122 | 120 | 3082 | 0 | 0 | 0 | 0 | 739 | 821 | 0 | 67938 | 2940 | 54769072 | 38 | 0 | 0 | 0 | 0 | 91 | 0 | 0 | 0 | 0 | 0 | 622 | 363 | 4 | 257 | 100543 | 2 | 100 | 0 | 30 | 30 | 0 | 39 | 0 | 0 | 39 | 0 | 0 | 1 | -1 | 0 | 0 | 0 | 0 | 3 | 0 | 285 | 289 | 0 | 0 | 525 | 0 | 0 | -45 | 18481 | -191 | 0 | 191 | 0 | 0 | 0 | 0 | 0 | 0 | 0 | 0 | 0 | 0 | 0 | 0 | 0 | 0 | 0 | 0 | 0 | 0 | 0 | 0
May | 1933 | 0 | 0 | 52 | 1296 | 1543 | 0 | 665 | 0 | 0 | 0 | 889 | 24027 | 6145 | 742 | 0 | 3250843 | 810 | 0 | 0 | 0 | 0 | 0 | 0 | 0 | 32 | 0 | 0 | 0 | 0 | 0 | 0 | 0 | 0 | 0 | 0 | 0 | 0 | -32 | 146 | 0 | 0 | 0 | 0 | 84 | 0 | 0 | 0 | 0 | 0 | 0 | 25114 | -177 | 650 | 23 | 13 | 103 | 195 | 0 | 309 | 100 | 0 | 4 | 1264 | 0 | 76 | 35226 | 1 | 1 | 3 | 0 | 0 | 0 | 0 | 740 | 730 | 0 | 23105 | 2557 | 55224951 | 38 | 0 | 0 | 0 | 0 | 23 | 0 | 0 | 0 | 0 | 0 | 258 | 93 | 0 | 165 | 105194 | 0 | 100 | 0 | 0 | 0 | 0 | 47 | 0 | 0 | 47 | 0 | 0 | 0 | 0 | 0 | 0 | 0 | 0 | 0 | 0 | 285 | 285 | 0 | 0 | 525 | 0 | 0 | -49 | 53849 | -191 | 0 | 191 | 0 | 0 | 0 | 0 | 0 | 0 | 0 | 0 | 0 | 0 | 0 | 0 | 0 | 0 | 0 | 0 | 0 | 0 | 0 | 0
June | 2023 | 0 | 0 | 41 | 2117 | 1619 | 0 | 483 | 0 | 0 | 0 | 890 | 25024 | 6594 | 674 | 0 | 3133066 | 560 | 0 | 0 | 0 | 0 | 0 | 0 | 0 | 32 | 0 | 0 | 0 | 0 | 0 | 0 | 0 | 0 | 0 | 0 | 0 | 0 | -32 | 146 | 0 | 0 | 0 | 0 | 83 | 0 | 0 | 0 | 0 | 0 | 0 | 25339 | -189 | 655 | 21 | 13 | 102 | 262 | 0 | 307 | 100 | 5 | 0 | 1332 | 109 | 0 | 19474 | 44 | 43 | 1386 | 0 | 0 | 0 | 0 | 727 | 894 | 0 | 41346 | 2753 | 55499414 | 38 | 0 | 0 | 0 | 0 | 21 | 0 | 0 | 0 | 0 | 0 | 241 | 84 | 0 | 157 | 105391 | 0 | 100 | 0 | 25 | 25 | 0 | 47 | 0 | 0 | 47 | 0 | 0 | 1 | -1 | 0 | 0 | 0 | 0 | 0 | 0 | 285 | 285 | 0 | 0 | 525 | 0 | 0 | -49 | 89475 | -191 | 0 | 191 | 0 | 0 | 0 | 0 | 0 | 0 | 0 | 0 | 0 | 0 | 0 | 0 | 0 | 0 | 0 | 0 | 0 | 0 | 0 | 0
July | 2222 | 0 | 0 | 41 | 1380 | 1692 | 0 | 265 | 0 | 0 | 0 | 890 | 24788 | 7030 | 755 | 0 | 3015249 | 676 | 0 | 0 | 0 | 0 | 0 | 0 | 0 | 32 | 0 | 0 | 0 | 0 | 0 | 0 | 0 | 0 | 0 | 0 | 0 | 0 | -32 | 146 | 0 | 0 | 0 | 0 | 83 | 0 | 0 | 0 | 0 | 0 | 0 | 25339 | -189 | 646 | 10 | 13 | 102 | 272 | 0 | 309 | 100 | 0 | 4 | 358 | 0 | 76 | 18463 | 0 | 0 | 0 | 0 | 0 | 0 | 0 | 699 | 706 | 10 | 8503 | 2246 | 55870612 | 38 | 0 | 0 | 0 | 0 | 10 | 0 | 0 | 0 | 0 | 0 | 186 | 39 | 0 | 146 | 105401 | 0 | 100 | 0 | 0 | 0 | 0 | 55 | 0 | 0 | 55 | 0 | 0 | 0 | 0 | 0 | 0 | 0 | 0 | 0 | 0 | 285 | 285 | 0 | 0 | 525 | 0 | 0 | -49 | 125102 | -191 | 0 | 191 | 0 | 0 | 0 | 0 | 0 | 0 | 0 | 0 | 0 | 0 | 0 | 0 | 0 | 0 | 0 | 0 | 0 | 0 | 0 | 0
August | 2303 | 0 | 0 | 41 | 1511 | 1513 | 0 | 221 | 0 | 0 | 0 | 886 | 23019 | 5985 | 779 | 0 | 2862021 | 661 | 0 | 0 | 0 | 0 | 0 | 0 | 0 | 32 | 0 | 0 | 0 | 0 | 0 | 0 | 0 | 0 | 0 | 0 | 0 | 0 | -32 | 146 | 0 | 0 | 0 | 0 | 83 | 0 | 0 | 0 | 0 | 0 | 0 | 25339 | -189 | 637 | 14 | 13 | 102 | 557 | 5 | 309 | 100 | 0 | 0 | 0 | 0 | 0 | 0 | 0 | 0 | 0 | 0 | 0 | 0 | 0 | 698 | 779 | 2 | 1919 | 2228 | 56062949 | 38 | 0 | 0 | 0 | 0 | 14 | 0 | 0 | 0 | 0 | 0 | 196 | 55 | 0 | 141 | 105357 | 0 | 100 | 0 | 0 | 0 | 0 | 58 | 0 | 0 | 58 | 0 | 0 | 0 | 0 | 0 | 0 | 0 | 0 | 0 | 0 | 285 | 285 | 0 | 0 | 525 | 0 | 0 | -49 | 161313 | -191 | 0 | 191 | 0 | 0 | 0 | 0 | 0 | 0 | 0 | 0 | 0 | 0 | 0 | 0 | 0 | 0 | 0 | 0 | 0 | 0 | 0 | 0
September | 2056 | 0 | 0 | 101 | 1724 | 1401 | 0 | 257 | 0 | 0 | 0 | 861 | 21597 | 5409 | 726 | 0 | 2622455 | 447 | 0 | 0 | 0 | 0 | 0 | 0 | 0 | 32 | 0 | 0 | 0 | 0 | 0 | 0 | 0 | 0 | 0 | 0 | 0 | 0 | -32 | 146 | 0 | 0 | 0 | 0 | 89 | 5 | 0 | 0 | 0 | 0 | 0 | 24950 | -139 | 640 | 60 | 13 | 109 | 504 | 1 | 309 | 100 | 5 | 0 | 632 | 109 | 0 | 10445 | 28 | 28 | 336 | 0 | 0 | 0 | 0 | 709 | 882 | 1 | 18292 | 2189 | 56165698 | 38 | 0 | 0 | 0 | 0 | 58 | 0 | 0 | 0 | 0 | 0 | 423 | 233 | 0 | 190 | 104130 | 0 | 100 | 0 | 0 | 0 | 0 | 42 | 0 | 0 | 42 | 0 | 0 | 0 | 0 | 0 | 0 | 0 | 0 | 0 | 0 | 285 | 285 | 0 | 0 | 525 | 0 | 0 | -49 | 196939 | -191 | 0 | 191 | 0 | 0 | 0 | 0 | 0 | 0 | 0 | 0 | 0 | 0 | 0 | 0 | 0 | 0 | 0 | 0 | 0 | 0 | 0 | 0
October | 1965 | 0 | 0 | 191 | 2996 | 1020 | 0 | 234 | 0 | 0 | 0 | 789 | 18471 | 3410 | 674 | 0 | 2352719 | 427 | 0 | 0 | 0 | 0 | 0 | 0 | 0 | 96 | 0 | 0 | 0 | 0 | 0 | 0 | 0 | 0 | 0 | 0 | 0 | 0 | -96 | 146 | 0 | 0 | 0 | 0 | 107 | 4 | 0 | 0 | 0 | 0 | 0 | 25267 | -66 | 650 | 115 | 37 | 132 | 184 | 4 | 302 | 100 | 5 | 4 | 1460 | 106 | 76 | 32510 | 51 | 50 | 1763 | 0 | 0 | 0 | 0 | 740 | 850 | 6 | 38059 | 2645 | 56463154 | 38 | 0 | 0 | 0 | 0 | 114 | 0 | 0 | 0 | 0 | 0 | 754 | 457 | 9 | 287 | 95585 | 0 | 100 | 0 | 133 | 133 | 0 | 53 | 0 | 0 | 53 | 0 | 0 | 3 | -3 | 0 | 0 | 0 | 0 | 9 | 0 | 285 | 294 | 0 | 0 | 525 | 0 | 0 | -40 | 230037 | -191 | 0 | 191 | 0 | 0 | 0 | 0 | 0 | 0 | 0 | 0 | 0 | 0 | 0 | 0 | 0 | 0 | 0 | 0 | 0 | 0 | 0 | 0
November | 2117 | 0 | 0 | 422 | 2754 | 621 | 0 | 471 | 0 | 0 | 0 | 658 | 13343 | 1462 | 712 | 0 | 2178302 | 628 | 0 | 0 | 0 | 0 | 0 | 0 | 0 | 157 | 0 | 0 | 0 | 0 | 0 | 0 | 0 | 0 | 0 | 0 | 0 | 0 | -157 | 146 | 0 | 0 | 0 | 0 | 196 | 103 | 0 | 0 | 0 | 0 | 0 | 26624 | -23 | 648 | 350 | 61 | 241 | 205 | 9 | 309 | 100 | 10 | 7 | 1487 | 41 | 98 | 20235 | 0 | 0 | 0 | 0 | 0 | 0 | 0 | 738 | 809 | 53 | 30241 | 2288 | 56807462 | 38 | 0 | 0 | 0 | 0 | 324 | 0 | 0 | 0 | 0 | 0 | 1881 | 1296 | 166 | 291 | 72594 | -128 | 100 | 0 | 0 | 0 | 0 | 62 | 0 | 0 | 62 | 0 | 0 | 0 | 0 | 0 | 0 | 0 | 0 | 86 | 0 | 285 | 371 | 0 | 0 | 525 | 0 | 0 | 37 | 240070 | -191 | 0 | 191 | 0 | 0 | 0 | 0 | 0 | 0 | 0 | 0 | 0 | 0 | 0 | 0 | 0 | 0 | 0 | 0 | 0 | 0 | 0 | 0
December | 2290 | 0 | 0 | 559 | 2486 | 503 | 0 | 316 | 0 | 0 | 0 | 635 | 12159 | 854 | 801 | 0 | 2085226 | 814 | 0 | 0 | 0 | 0 | 0 | 0 | 0 | 210 | 0 | 0 | 0 | 0 | 0 | 0 | 0 | 0 | 0 | 0 | 0 | 0 | -210 | 146 | 0 | 0 | 0 | 0 | 282 | 147 | 0 | 0 | 0 | 0 | 0 | 25204 | -17 | 646 | 619 | 82 | 348 | 578 | 168 | 309 | 100 | 0 | 4 | 95 | 0 | 10 | 342 | 0 | 0 | 0 | 0 | 0 | 0 | 0 | 752 | 816 | 11 | 609 | 1966 | 56885192 | 38 | 0 | 0 | 0 | 0 | 583 | 0 | 0 | 0 | 0 | 0 | 2733 | 2330 | 281 | 246 | 52587 | 124 | 100 | 27 | 0 | 0 | 0 | 41 | 0 | 0 | 41 | 0 | 1 | 0 | 0 | 0 | 0 | 0 | 0 | 142 | 0 | 285 | 427 | 0 | 0 | 525 | 0 | 0 | 93 | 182729 | -191 | 0 | 191 | 0 | 0 | 0 | 0 | 0 | 0 | 0 | 0 | 0 | 0 | 0 | 0 | 0 | 0 | 0 | 0 | 0 | 0 | 0 | 0
Annual Average | 2137 | 0 | 0 | 272 | 2338 | 1148 | 0 | 435 | 0 | 0 | 0 | 794 | 19454 | 4132 | 721 | 0 | 2640769 | 820 | 0 | 0 | 0 | 0 | 0 | 0 | 0 | 107 | 0 | 0 | 0 | 0 | 0 | 0 | 0 | 0 | 0 | 0 | 0 | 0 | -107 | 146 | 0 | 0 | 0 | 0 | 149 | 72 | 0 | 0 | 0 | 0 | 0 | 24193 | -96 | 646 | 237 | 42 | 184 | 301 | 30 | 307 | 100 | 3 | 2 | 907 | 50 | 36 | 19898 | 28 | 27 | 766 | 0 | 0 | 0 | 0 | 740 | 837 | 12 | 24746 | 2451 | 55462864 | 38 | 0 | 0 | 0 | 0 | 219 | 0 | 0 | 0 | 0 | 0 | 1231 | 875 | 94 | 262 | 90863 | 0 | 100 | 3 | 26 | 26 | 0 | 52 | 0 | 0 | 52 | 0 | 55 | 38 | - | 0 | 0 | 0 | 0 | 49 | 0 | 285 | 334 | 0 | 0 | 525 | 0 | 0 | 0 | 125444 | -191 | 0 | 191 | 0 | 0 | 0 | 0 | 0 | 0 | 0 | 0 | 0 | 0 | 0 | 0 | 0 | 0 | 0 | 0 | 0 | 0 | 0 | 0
Annual Maximum | 3236 | 0 | 0 | 1286 | 9579 | 5903 | 0 | 851 | 0 | 0 | 0 | 890 | 35423 | 31971 | 873 | 0 | 3257098 | 1455 | 0 | 2 | 0 | 0 | 0 | 0 | 0 | 325 | 0 | 0 | 0 | 0 | 0 | 0 | 0 | 0 | 0 | 0 | 0 | 0 | -32 | 146 | 0 | 0 | 0 | 0 | 874 | 1080 | 248 | 0 | 0 | 2 | 0 | 34829 | 570 | 833 | 1541 | 127 | 1076 | 1243 | 806 | 309 | 100 | 359 | 359 | 2933 | 3932 | 1302 | 62910 | 3932 | 2116 | 19659 | 0 | 0 | 0 | 0 | 1248 | 9216 | 1451 | 81946 | 3748 | 56931032 | 38 | 0 | 0 | 0 | 0 | 1276 | 0 | 0 | 0 | 0 | 0 | 5774 | 5104 | 670 | 3122 | 105515 | 5103 | 100 | 1078 | 5123 | 5123 | 0 | 299 | 0 | 0 | 299 | 0 | 78 | 235 | 0 | 0 | 0 | 0 | 0 | 333 | 0 | 285 | 618 | 0 | 0 | 525 | 0 | 0 | 284 | 248555 | -191 | 0 | 191 | 0 | 0 | 0 | 0 | 0 | 0 | 0 | 0 | 0 | 0 | 0 | 0 | 0 | 0 | 0 | 0 | 0 | 0 | 0 | 0
Annual Minimum | 1276 | 0 | 0 | 5 | 18 | 0 | 0 | 220 | 0 | 0 | 0 | 0 | 0 | 0 | 0 | 0 | 2050371 | 420 | 0 | 0 | 0 | 0 | 0 | 0 | 0 | 32 | 0 | 0 | 0 | 0 | 0 | 0 | 0 | 0 | 0 | 0 | 0 | 0 | -325 | 146 | 0 | 0 | 0 | 0 | 83 | 0 | 0 | 0 | 0 | 0 | 0 | 13030 | -994 | 0 | 0 | 13 | 102 | 51 | 0 | 170 | 100 | 0 | 0 | 0 | 0 | 0 | 0 | 0 | 0 | 0 | 0 | 0 | 0 | 0 | 416 | 0 | 0 | 0 | 667 | 53466145 | 38 | 0 | 0 | 0 | 0 | 0 | 0 | 0 | 0 | 0 | 0 | 22 | 0 | 0 | 1 | 0 | -4560 | 100 | 0 | 0 | 0 | 0 | -18 | 0 | 0 | 0 | 0 | 0 | 0 | -235 | 0 | 0 | 0 | 0 | 0 | 0 | 285 | 285 | 0 | 0 | 525 | 0 | 0 | -49 | 0 | -191 | 0 | 191 | 0 | 0 | 0 | 0 | 0 | 0 | 0 | 0 | 0 | 0 | 0 | 0 | 0 | 0 | 0 | 0 | 0 | 0 | 0 | 0

## 100
§§§§§§ WARNING: PP too small. Critical import is needed §§§§§
EnergyPLAN model 15.1 | [5 empty] | OVERVIEW OF INVESTMENT COSTS | Interest Rate: | 0% | [7 empty] | FUEL BALANCE
RESULT: Data-set: | f100.txt
Technical regulation no. 2 | [5 empty] | COSTS (M EUR): | Total Inv. | Annual Inv. | Fixed |  |  | Total Inv. | Annual Inv. | Fixed |  | Primary Energy
Critical Excess Regulation Strategy: 892345000 | [6 empty] | Costs | Costs | O&M |  |  | Costs | Costs | O&M |  | TWh | DHP | CHP2 | CHP3 | Boiler2 | Boiler3 | PP | Geo/Nu. | Hydro | Waste | CAES/ELT | BioCon | EFuel | VRES | SolarTh | Transp. | Househ | Ind/Var | Total
[6 empty] | Solar thermal | 0 | 0 | 0 | [6 empty] | Coal | 0 | 0 | 0 | 0 | 0 | 0 | 0 | 0 | 0 | 0 | 0 | 0 | 0 | 0 | 0 | 0 | 0 | 0
Total Calculation Time | 12:00 |  |  |  |  | Small CHP units | 1083 | 43 | 47 |  |  | 0 | 0 | 0 |  | Oil | 0 | 0 | 0 | 0 | 0 | 0 | 0 | 0 | 0 | 0 | 0 | 0 | 0 | 0 | 0.12 | 0 | 0 | 0.12
Loading of Data | 12:00 |  |  |  |  | Heat Pump gr. 2 | 0 | 0 | 0 | [6 empty] | N.Gas | 0 | 0 | 0 | 0 | 0 | 0 | 0 | 0 | 0 | 0 | 0 | -7.32 | 0 | 0 | 0 | 0.19 | 0.59 | -6.54
Calculating Strategy 1 | 12:00 |  |  |  |  | Heat Storage CHP | 117 | 6 | 1 |  |  | 0 | 0 | 0 |  | Biomass | 0 | 0 | 2.96 | 0 | 0 | 20.19 | 0 | 0 | 0 | 0 | 0 | 0 | 0 | 0 | 0 | 0.65 | 1.24 | 25.04
Calculating Strategy 2 | 12:00 |  |  |  |  | Large CHP units | 1399 | 56 | 32 | [6 empty] | Renewable | 0 | 0 | 0 | 0 | 0 | 0 | 2.2 | 6.34 | 0 | 0 | 0 | 0 | 39.81 | 3.36 | 0 | 0 | 0 | 51.71
Calculating Heatstorage | 12:00 |  |  |  |  | Heat Pump gr. 3 | 2533 | 101 | 51 |  |  | 0 | 0 | 0 |  | H2 etc. | 0 | 0 | 0 | 0 | 0 | 0 | 0 | 0 | 0 | -16.32 | 0 | 8.42 | 0 | 0 | 0 | 0 | 7.91 | 0
Calc. economy and Fuel | 12:00 |  |  |  |  | Heat Storage Solar | 0 | 0 | 0 | [6 empty] | Biofuel | 0 | 0 | 0 | 0 | 0 | 0 | 0 | 0 | 0 | 0 | 0 | 0 | 0 | 0 | 0 | 0 | 0 | 0
[6 empty] | Boilers gr. 2 and 3 | 126 | 5 | 4 |  |  | 0 | 0 | 0 |  | Nucl/CCS | 0 | 0 | 0 | 0 | 0 | 0 | 0 | 0 | 0 | 0 | 0 | 0 | 0 | 0 | 0 | 0 | 0 | 0
ANNUAL CO2 EMISSIONS (Mt): | [5 empty] | Large Power Plants | 1399 | 56 | 32 | [6 empty] | Total | 0 | 0 | 2.96 | 0 | 0 | 20.19 | 2.2 | 6.34 | 0 | -16.32 | 0 | 1.1 | 39.81 | 3.36 | 0.12 | 0.84 | 9.73 | 70.34
CO2-emission (total) | -1.301 |  |  |  |  | Wind | 8547 | 285 | 291 |  |  | 0 | 0 | 0
CO2-emission (corrected) | -1.301 |  |  |  |  | Wind offshore | 0 | 0 | 0
[6 empty] | Photo Voltaic | 5995 | 150 | 60 |  |  | 0 | 0 | 0
SHARE OF RES (incl. Biomass): | [5 empty] | Wave power | 0 | 0 | 0
RES share of PES | 109.1 | percent |  |  |  | River of hydro | 4833 | 81 | 72 |  |  | 0 | 0 | 0
RES share of elec. prod. | 96 | percent |  |  |  | Hydro Power | 5407 | 90 | 68
RES electricity prod. | 55.05 | TWh/year |  |  |  | Hydro Storage | 30756 | 615 | 461 |  |  | 0 | 0 | 0
[6 empty] | Hydro Pump | 0 | 0 | 0
ANNUAL FUEL CONSUMPTIONS (TWh/year) | TOTAL: | HOUSEHOLDS: |  |  |  | Nuclear | 0 | 0 | 0 |  |  | 0 | 0 | 0
Fuel Consumption (total) | 70.34 |  |  |  |  | Geothermal Electr. | 403 | 20 | 14
CAES Fuel Consumption | 0 |  |  |  |  | Electrolyser | 2023 | 135 | 101 |  |  | 0 | 0 | 0
Fuel(incl.Biomass excl.RES) | 25.64 |  |  |  |  | Hydrogen Storage | 0 | 0 | 0
Fuel Consumption (incl. H2) | 86.66 |  |  |  |  | Charge el1 storage | 245 | 5 | 4 |  |  | 0 | 0 | 0
Fuel Consumption (corrected) | 71.84 |  |  |  |  | Discharge el1 storage | 245 | 5 | 4
Coal Consumption | 0 | 0 |  |  |  | El1 storage cap | 22 | 0 | 0 |  |  | 0 | 0 | 0
Oil Consumption | 0.12 | 0 |  |  |  | Indv. boilers | 1074 | 51 | 28
Ngas Consumption | -6.54 | 0.19 |  |  |  | Indv. CHP | 0 | 0 | 0 |  |  | 0 | 0 | 0
Biomass Consumption | 25.04 | 0.65 |  |  |  | Indv. Heat Pump | 14643 | 732 | 220
Nuclear Fuel Consumption | 0 |  |  |  |  | Indv. Electric heat | 0 | 0 | 0 |  |  | 0 | 0 | 0
Waste Input | 0 |  |  |  |  | Indv. Solar thermal | 10716 | 357 | 131
V2G Pre Load Hours | 1 |  |  |  |  | BioGas Upgrade | 0 | 0 | 0 |  |  | 0 | 0 | 0
[6 empty] | Gasification Upgrade | 0 | 0 | 0
ANNUAL COSTS (M EUR) | TOTAL: | VARIABLE: | BREAKDOWN: |  |  | DHP Boiler group 1 | 0 | 0 | 0 |  |  | 0 | 0 | 0
Fuel ex. Ngas exchange |  | 977 |  |  |  | Waste CHP | 0 | 0 | 0
Coal |  |  | 0 |  |  | Absorp. HP (Waste) | 0 | 0 | 0 |  |  | 0 | 0 | 0
FuelOil |  |  | 0 |  |  | Biogas Plant | 0 | 0 | 0
Gasoil/Diesel |  |  | 0 |  |  | Gasification Plant | 0 | 0 | 0 |  |  | 0 | 0 | 0
Petrol/JP |  |  | 57 |  |  | BioDiesel Plant | 0 | 0 | 0
Gas handling |  |  | 6 |  |  | BioPetrol Plant | 0 | 0 | 0 |  |  | 0 | 0 | 0
Biomass |  |  | 914 |  |  | BioJPPlant | 0 | 0 | 0
Food income |  |  | 0 |  |  | Tidal Power | 0 | 0 | 0 |  |  | 0 | 0 | 0
Waste |  |  | 0 |  |  | CSP Solar Power | 3230 | 108 | 129
[6 empty] | Carbon Recycling | 1 | 0 | 0 |  |  | 0 | 0 | 0
Ngas Exchange costs |  | -541 |  |  |  | Methanation | 167 | 7 | 7
[6 empty] | Liquidation + JP | 0 | 0 | 0 |  |  | 0 | 0 | 0
Marginal operation costs |  | 46 |  |  |  | Desalination Plant | 0 | 0 | 0
[6 empty] | Water storage | 0 | 0 | 0 |  |  | 0 | 0 | 0
Electricity exchange |  | 38 |  |  |  | Gas Storage | 0 | 0 | 0
Import |  |  | 38 |  |  | Oil Storage | 0 | 0 | 0 |  |  | 0 | 0 | 0
Export |  |  | 0 |  |  | Methanol Storage | 0 | 0 | 0
Bottleneck |  |  | 0 |  |  | Interconnection | 0 | 0 | 0 |  |  | 0 | 0 | 0
Fixed imp/exp |  |  | 0 |  |  | Geothermal Heat | 25 | 1 | 1
[6 empty] | Indust. Excess Heat | 20 | 1 | 0
CO2 emission costs |  | -189 |  |  |  | Indust. CHP Electr. | 25 | 1 | 2
[6 empty] | Indust. CHP Heat | 64 | 3 | 5
Variable costs | 331 |  |  |  |  | Electr Boiler Gr 2+3 | 600 | 17 | 22
Fixed operation costs | 1804 |  |  |  |  | Bicycles | 0 | 0 | 0
[6 empty] | Motorbikes | 0 | 0 | 0
Annual Investment costs | 3137 |  |  |  |  | Electric Cars | 0 | 0 | 0
[6 empty] | Conventional Cars | 0 | 0 | 0
TOTAL ANNUAL COSTS | 5272 |  |  |  |  | DME Buses | 0 | 0 | 0
[6 empty] | Diesel Buses | 0 | 0 | 0
[6 empty] | DME Trucks | 0 | 0 | 0
[6 empty] | Diesel Trucks | 0 | 0 | 0
[6 empty] | El1 storage cap | 2314 | 116 | 0
58.25
19.64
| Electr. | Elec.dem | Fixed | DH | Wind | PV | Wave | River | Tidal | Wave | CSP | CSP2 | CSP2 | CSP2 | Hydro | Hydro | Hydro | Hydro | Hydro | Solar | CSHP 1 | Waste 1 | Boiler 1 | Solar 1 | Sol1 Str | CSHP 2 | Waste 2 | Geoth 2 | Geoth 2 | Geoth 2 | CHP 2 | HP 2 | Boiler 2 | EH 2 | ELT 2 | Solar2 | Sol2 Str | Storage2 | Balance2 | CSHP 3 | Waste 3 | Geoth 3 | Geoth 3 | Geoth 3 | CHP 3 | HP 3 | Boiler 3 | EH 3 | ELT 3 | Solar3 | Sol3 Str | Storage3 | Balance3 | Flexible | HP | CSHP | CHP | PP | PP2 | Nuclear | Geother. | Pump | Turbine | Pumped | Pump2 | Turbine2 | Pumped2 | Rock in | Rock out | Rock str | ELT 2 | ELT 2 H2 | ELT 3 | ELT 3 H2 | V2G | V2G | V2G | V2G | Trans H2 | Trans H2 | CO2Hydro | NH3Hydro | CO2Hydro | NH3Hydro | HH-CHP | HH-HP | HH-HP/EB | HH-EB | HH-H2 | HH-H2 | HH-H2 | HH Dem. | HH CHP+HP | HH Boil. | HH Solar | HH Store | HH Balan | Stabil. | Import | Export | CEEP | EEEP | ExMarket | ExMarket | System | InMarket | Btl-neck | Import | Export | Blt-neck | Add-exp | Boilers | CHP2+3 | PP | Indi- | Transp. | Indust. | Demand | Biogas | Syngas | CO2HyGas | SynHyGas | SynFuel | Storage | Storage | Sum | Import | Export | FreshW | FreshW | SaltW | Brine | Brine | Desal.Pl | FWPump | Turbine | Pump | CoolGr1 | CoolGr2 | CoolGr3 | Cool-El | CoolGr1 | CoolGr2 | CoolGr3 | Cooling | Cooling | Cooling | Cooling
| Demand | Cooling | Exp/Imp | Demand | Electr. | Electr. | Electr. | Electr. | Electr. | Electr. | Electr. | Electr. | Storage | loss | Electr. | pump | storage | Wat-Sup | Wat-Loss | Heat | Heat | Heat | Heat | Heat | Heat | Heat | Heat | Heat | Steam | Storage | Heat | Heat | Heat | Heat | Heat | Heat | Heat | Heat | Heat | Heat | Heat | Heat | Steam | Storage | Heat | Heat | Heat | Heat | Heat | Heat | Heat | Heat | Heat | Electr. | Electr. | Electr. | Electr. | Electr. | Electr. | Electr. | Electr. | Electr. | Electr. | Storage | Electr. | Electr. | Storage | Electr. | Steam | Storage | Electr. | ELT 2 | Electr. | ELT 3 | Demand | Charge | Discha. | Storage | Electr. | Electr. | Storage | Electr. | liq.fuel | Ammonia | Electr. | Electr. | Electr. | Electr. | Electr. | Storage | Prices | Heat | Heat | Heat | Heat | Heat | Heat | Load | Electr. | Electr. | Electr. | Electr. | Prices | Prod | Prices | Prices | Prices | Payment | Payment | Payment | Payment |  |  | CAES | vidual |  | Various | Sum | [6 empty] | Content |  | Gas | Gas | Demand | Storage | Demand | Prod. | Storage | Electr. | Electr. | Electr. | Electr. | Demand | Demand | Demand | Demand | Natural | Natural | Natural | DHgr1 | DHgr2 | DHgr3 | Electr.
TOTAL FOR ONE YEAR (TWh/year):
Annual: | 17.7 | 0 | 0 | 2.13 | 19.7 | 9.15 | 0 | 3.94 | 0 | 0 | 0 | 7.02 | 0 | 16.29 | 6.34 | 0 | 0 | 7.2 | 0 | 0 | 0 | 0 | 0 | 0 | 0 | 0.94 | 0 | 0 | 0 | 0 | 0 | 0 | 0 | 0 | 0 | 0 | 0 | 0 | -0.94 | 1.5 | 0 | 0 | 0 | 0 | 1.04 | 0.34 | 0 | 0 | 0 | 0 | 0 | 0.01 | -0.74 | 7.71 | 1.44 | 0.37 | 1.27 | 6.75 | 1.32 | 0 | 0.88 | 0.01 | 0.01 | 0 | 0.04 | 0.03 | 0 | 0 | 0 | 0 | 0 | 0 | 0 | 0 | 6.75 | 7.55 | 0.04 | 0 | 22.44 | 0.06 | 0.53 | 0 | 0 | 0 | 0 | 1.36 | 0 | 0 | 0 | 0 | 0 | 8.75 | 5.44 | 0.62 | 2.69 | 0 | 0 | Percent | 0.6 | 0 | 0 | 0 | 0.46 | 0 | 0 | 0.46 | 0 | 38 | 0 | 0 | 0 | 0 | 0 | 0 | 0.19 | 0 | 0.59 | 0.78 | 0 | 0 | 7.32 | 0 | 0 | 0 | 519.3 | -6.54 | 0 | 6.54 | 0 | 0 | 0 | 0 | 0 | 0 | 0 | 0 | 0 | 0 | 0 | 0 | 0 | 0 | 0 | 0 | 0 | 0 | 0 | 0
MONTHLY AVERAGE VALUES (MW):
January | 2044 | 0 | 0 | 447 | 2566 | 503 | 0 | 584 | 0 | 0 | 0 | 567 | 10502 | 289 | 726 | 0 | 2140610 | 1067 | 0 | 0 | 0 | 0 | 0 | 0 | 0 | 221 | 0 | 0 | 0 | 0 | 0 | 0 | 0 | 0 | 0 | 0 | 0 | 0 | -221 | 170 | 0 | 0 | 0 | 0 | 232 | 56 | 2 | 0 | 0 | 0 | 0 | 7290 | -13 | 862 | 346 | 86 | 285 | 823 | 280 | 0 | 100 | 0 | 0 | 0 | 0 | 0 | 0 | 0 | 0 | 0 | 0 | 0 | 0 | 0 | 815 | 906 | 0 | 67 | 2461 | 50088357 | 61 | 0 | 0 | 0 | 0 | 332 | 0 | 0 | 0 | 0 | 0 | 1948 | 1330 | 189 | 347 | 57131 | -82 | 100 | 160 | 0 | 0 | 0 | 84 | 0 | 0 | 84 | 0 | 12 | 0 | 0 | 0 | 0 | 0 | 0 | 58 | 0 | 67 | 125 | 0 | 0 | 833 | 0 | 0 | 36 | 57633 | -744 | 0 | 744 | 0 | 0 | 0 | 0 | 0 | 0 | 0 | 0 | 0 | 0 | 0 | 0 | 0 | 0 | 0 | 0 | 0 | 0 | 0 | 0
February | 2241 | 0 | 0 | 594 | 3896 | 644 | 0 | 366 | 0 | 0 | 0 | 655 | 11267 | 614 | 725 | 0 | 2326225 | 1111 | 0 | 0 | 0 | 0 | 0 | 0 | 0 | 193 | 0 | 0 | 0 | 0 | 0 | 0 | 0 | 0 | 0 | 0 | 0 | 0 | -193 | 170 | 0 | 0 | 0 | 0 | 232 | 189 | 3 | 0 | 0 | 0 | 0 | 8916 | 0 | 903 | 474 | 75 | 285 | 564 | 206 | 0 | 100 | 0 | 0 | 0 | 0 | 0 | 0 | 0 | 0 | 0 | 0 | 0 | 0 | 0 | 814 | 918 | 11 | 7596 | 3047 | 50096528 | 61 | 0 | 0 | 0 | 0 | 427 | 0 | 0 | 0 | 0 | 0 | 2333 | 1707 | 207 | 542 | 64802 | 122 | 100 | 117 | 0 | 0 | 0 | 56 | 0 | 0 | 56 | 0 | 5 | 0 | 0 | 0 | 0 | 0 | 0 | 65 | 0 | 67 | 132 | 0 | 0 | 833 | 0 | 0 | 43 | 30472 | -744 | 0 | 744 | 0 | 0 | 0 | 0 | 0 | 0 | 0 | 0 | 0 | 0 | 0 | 0 | 0 | 0 | 0 | 0 | 0 | 0 | 0 | 0
March | 2137 | 0 | 0 | 446 | 2958 | 914 | 0 | 564 | 0 | 0 | 0 | 800 | 16829 | 1279 | 702 | 0 | 2671833 | 1447 | 0 | 0 | 0 | 0 | 0 | 0 | 0 | 151 | 0 | 0 | 0 | 0 | 0 | 0 | 0 | 0 | 0 | 0 | 0 | 0 | -151 | 170 | 0 | 0 | 0 | 0 | 194 | 96 | 1 | 0 | 0 | 0 | 0 | 11031 | -16 | 864 | 280 | 59 | 239 | 521 | 155 | 0 | 100 | 5 | 4 | 444 | 33 | 23 | 2917 | 0 | 0 | 0 | 0 | 0 | 0 | 0 | 801 | 916 | 20 | 11970 | 2809 | 50293269 | 61 | 0 | 0 | 0 | 0 | 256 | 0 | 0 | 0 | 0 | 0 | 1810 | 1025 | 112 | 700 | 67760 | 26 | 100 | 43 | 0 | 0 | 0 | 39 | 0 | 0 | 39 | 0 | 1 | 0 | 0 | 0 | 0 | 0 | 0 | 37 | 0 | 67 | 104 | 0 | 0 | 833 | 0 | 0 | 15 | 5266 | -744 | 0 | 744 | 0 | 0 | 0 | 0 | 0 | 0 | 0 | 0 | 0 | 0 | 0 | 0 | 0 | 0 | 0 | 0 | 0 | 0 | 0 | 0
April | 1814 | 0 | 0 | 148 | 1972 | 1442 | 0 | 872 | 0 | 0 | 0 | 927 | 22314 | 3158 | 724 | 0 | 3052030 | 1193 | 0 | 0 | 0 | 0 | 0 | 0 | 0 | 97 | 0 | 0 | 0 | 0 | 0 | 0 | 0 | 0 | 0 | 0 | 0 | 0 | -97 | 170 | 0 | 0 | 0 | 0 | 54 | 10 | 0 | 0 | 0 | 0 | 0 | 11912 | -87 | 881 | 66 | 38 | 66 | 623 | 12 | 0 | 100 | 0 | 0 | 0 | 0 | 0 | 0 | 0 | 0 | 0 | 0 | 0 | 0 | 0 | 768 | 854 | 1 | 1898 | 3102 | 50593496 | 61 | 0 | 0 | 0 | 0 | 63 | 0 | 0 | 0 | 0 | 0 | 503 | 252 | 0 | 255 | 125002 | 4 | 100 | 0 | 0 | 0 | 0 | 39 | 0 | 0 | 39 | 0 | 0 | 0 | 0 | 0 | 0 | 0 | 0 | 0 | 0 | 67 | 67 | 0 | 0 | 833 | 0 | 0 | -22 | 10259 | -744 | 0 | 744 | 0 | 0 | 0 | 0 | 0 | 0 | 0 | 0 | 0 | 0 | 0 | 0 | 0 | 0 | 0 | 0 | 0 | 0 | 0 | 0
May | 1823 | 0 | 0 | 47 | 1243 | 1401 | 0 | 686 | 0 | 0 | 0 | 944 | 23431 | 2913 | 725 | 0 | 3178374 | 810 | 0 | 0 | 0 | 0 | 0 | 0 | 0 | 32 | 0 | 0 | 0 | 0 | 0 | 0 | 0 | 0 | 0 | 0 | 0 | 0 | -32 | 170 | 0 | 0 | 0 | 0 | 33 | 0 | 0 | 0 | 0 | 0 | 0 | 11915 | -157 | 884 | 9 | 13 | 41 | 929 | 19 | 0 | 100 | 0 | 0 | 0 | 0 | 0 | 0 | 0 | 0 | 0 | 0 | 0 | 0 | 0 | 768 | 853 | 0 | 86 | 2472 | 50735326 | 61 | 0 | 0 | 0 | 0 | 9 | 0 | 0 | 0 | 0 | 0 | 209 | 35 | 0 | 174 | 127239 | 0 | 100 | 0 | 0 | 0 | 0 | 47 | 0 | 0 | 47 | 0 | 0 | 0 | 0 | 0 | 0 | 0 | 0 | 0 | 0 | 67 | 67 | 0 | 0 | 833 | 0 | 0 | -22 | 26347 | -744 | 0 | 744 | 0 | 0 | 0 | 0 | 0 | 0 | 0 | 0 | 0 | 0 | 0 | 0 | 0 | 0 | 0 | 0 | 0 | 0 | 0 | 0
June | 1908 | 0 | 0 | 36 | 2031 | 1470 | 0 | 499 | 0 | 0 | 0 | 950 | 24431 | 3193 | 725 | 0 | 3073005 | 560 | 0 | 0 | 0 | 0 | 0 | 0 | 0 | 32 | 0 | 0 | 0 | 0 | 0 | 0 | 0 | 0 | 0 | 0 | 0 | 0 | -32 | 170 | 0 | 0 | 0 | 0 | 32 | 0 | 0 | 0 | 0 | 0 | 0 | 12017 | -166 | 889 | 13 | 13 | 40 | 743 | 40 | 0 | 100 | 0 | 0 | 0 | 0 | 0 | 0 | 0 | 0 | 0 | 0 | 0 | 0 | 0 | 755 | 839 | 0 | 1821 | 2900 | 50670337 | 61 | 0 | 0 | 0 | 0 | 13 | 0 | 0 | 0 | 0 | 0 | 195 | 52 | 0 | 145 | 127573 | 1 | 100 | 0 | 0 | 0 | 0 | 47 | 0 | 0 | 47 | 0 | 0 | 0 | 0 | 0 | 0 | 0 | 0 | 0 | 0 | 67 | 67 | 0 | 0 | 833 | 0 | 0 | -22 | 42435 | -744 | 0 | 744 | 0 | 0 | 0 | 0 | 0 | 0 | 0 | 0 | 0 | 0 | 0 | 0 | 0 | 0 | 0 | 0 | 0 | 0 | 0 | 0
July | 2095 | 0 | 0 | 36 | 1324 | 1536 | 0 | 274 | 0 | 0 | 0 | 949 | 24355 | 3485 | 726 | 0 | 2924826 | 676 | 0 | 0 | 0 | 0 | 0 | 0 | 0 | 32 | 0 | 0 | 0 | 0 | 0 | 0 | 0 | 0 | 0 | 0 | 0 | 0 | -32 | 170 | 0 | 0 | 0 | 0 | 32 | 0 | 0 | 0 | 0 | 0 | 0 | 12017 | -166 | 876 | 2 | 13 | 40 | 967 | 84 | 0 | 100 | 0 | 0 | 0 | 0 | 0 | 0 | 0 | 0 | 0 | 0 | 0 | 0 | 0 | 726 | 807 | 0 | 132 | 2173 | 50745996 | 61 | 0 | 0 | 0 | 0 | 2 | 0 | 0 | 0 | 0 | 0 | 150 | 6 | 0 | 143 | 127526 | -1 | 100 | 1 | 0 | 0 | 0 | 55 | 0 | 0 | 55 | 0 | 0 | 0 | 0 | 0 | 0 | 0 | 0 | 0 | 0 | 67 | 67 | 0 | 0 | 833 | 0 | 0 | -22 | 58523 | -744 | 0 | 744 | 0 | 0 | 0 | 0 | 0 | 0 | 0 | 0 | 0 | 0 | 0 | 0 | 0 | 0 | 0 | 0 | 0 | 0 | 0 | 0
August | 2171 | 0 | 0 | 36 | 1450 | 1373 | 0 | 229 | 0 | 0 | 0 | 935 | 22347 | 2833 | 726 | 0 | 2811257 | 661 | 0 | 0 | 0 | 0 | 0 | 0 | 0 | 32 | 0 | 0 | 0 | 0 | 0 | 0 | 0 | 0 | 0 | 0 | 0 | 0 | -32 | 170 | 0 | 0 | 0 | 0 | 32 | 0 | 0 | 0 | 0 | 0 | 0 | 12017 | -166 | 867 | 5 | 13 | 40 | 984 | 162 | 0 | 100 | 0 | 0 | 0 | 0 | 0 | 0 | 0 | 0 | 0 | 0 | 0 | 0 | 0 | 725 | 805 | 0 | 37 | 2109 | 50517437 | 61 | 0 | 0 | 0 | 0 | 5 | 0 | 0 | 0 | 0 | 0 | 159 | 20 | 0 | 139 | 127453 | 0 | 100 | 8 | 0 | 0 | 0 | 58 | 0 | 0 | 58 | 0 | 0 | 0 | 0 | 0 | 0 | 0 | 0 | 0 | 0 | 67 | 67 | 0 | 0 | 833 | 0 | 0 | -22 | 74875 | -744 | 0 | 744 | 0 | 0 | 0 | 0 | 0 | 0 | 0 | 0 | 0 | 0 | 0 | 0 | 0 | 0 | 0 | 0 | 0 | 0 | 0 | 0
September | 1938 | 0 | 0 | 90 | 1654 | 1272 | 0 | 265 | 0 | 0 | 0 | 898 | 21152 | 2515 | 725 | 0 | 2611577 | 447 | 0 | 0 | 0 | 0 | 0 | 0 | 0 | 32 | 0 | 0 | 0 | 0 | 0 | 0 | 0 | 0 | 0 | 0 | 0 | 0 | -32 | 170 | 0 | 0 | 0 | 0 | 44 | 7 | 0 | 0 | 0 | 0 | 0 | 11710 | -131 | 867 | 37 | 13 | 54 | 838 | 140 | 0 | 100 | 0 | 0 | 0 | 0 | 0 | 0 | 0 | 0 | 0 | 0 | 0 | 0 | 0 | 736 | 827 | 8 | 6765 | 2240 | 50247006 | 61 | 0 | 0 | 0 | 0 | 35 | 0 | 0 | 0 | 0 | 0 | 342 | 142 | 0 | 202 | 126691 | 1 | 100 | 3 | 0 | 0 | 0 | 42 | 0 | 0 | 42 | 0 | 0 | 0 | 0 | 0 | 0 | 0 | 0 | 0 | 0 | 67 | 67 | 0 | 0 | 833 | 0 | 0 | -22 | 90963 | -744 | 0 | 744 | 0 | 0 | 0 | 0 | 0 | 0 | 0 | 0 | 0 | 0 | 0 | 0 | 0 | 0 | 0 | 0 | 0 | 0 | 0 | 0
October | 1853 | 0 | 0 | 170 | 2875 | 926 | 0 | 242 | 0 | 0 | 0 | 797 | 16902 | 1373 | 702 | 0 | 2327243 | 427 | 0 | 0 | 0 | 0 | 0 | 0 | 0 | 96 | 0 | 0 | 0 | 0 | 0 | 0 | 0 | 0 | 0 | 0 | 0 | 0 | -96 | 170 | 0 | 0 | 0 | 0 | 73 | 9 | 0 | 0 | 0 | 0 | 0 | 11757 | -82 | 883 | 61 | 37 | 90 | 711 | 91 | 0 | 100 | 5 | 0 | 312 | 27 | 0 | 1498 | 0 | 0 | 0 | 0 | 0 | 0 | 0 | 768 | 919 | 6 | 11427 | 2775 | 50241530 | 61 | 0 | 0 | 0 | 0 | 59 | 0 | 0 | 0 | 0 | 0 | 611 | 236 | 0 | 373 | 123627 | -1 | 100 | 7 | 0 | 0 | 0 | 53 | 0 | 0 | 53 | 0 | 0 | 0 | 0 | 0 | 0 | 0 | 0 | 0 | 0 | 67 | 67 | 0 | 0 | 833 | 0 | 0 | -22 | 107051 | -744 | 0 | 744 | 0 | 0 | 0 | 0 | 0 | 0 | 0 | 0 | 0 | 0 | 0 | 0 | 0 | 0 | 0 | 0 | 0 | 0 | 0 | 0
November | 1996 | 0 | 0 | 377 | 2643 | 563 | 0 | 486 | 0 | 0 | 0 | 605 | 10255 | 431 | 725 | 0 | 2126592 | 628 | 0 | 0 | 0 | 0 | 0 | 0 | 0 | 157 | 0 | 0 | 0 | 0 | 0 | 0 | 0 | 0 | 0 | 0 | 0 | 0 | -157 | 170 | 0 | 0 | 0 | 0 | 171 | 52 | 0 | 0 | 0 | 0 | 0 | 13986 | -17 | 881 | 241 | 61 | 211 | 659 | 251 | 0 | 100 | 0 | 4 | 205 | 0 | 20 | 1380 | 0 | 0 | 0 | 0 | 0 | 0 | 0 | 766 | 798 | 6 | 2937 | 2493 | 50333533 | 61 | 0 | 0 | 0 | 0 | 228 | 0 | 0 | 0 | 0 | 0 | 1522 | 914 | 111 | 367 | 74885 | -131 | 100 | 134 | 0 | 0 | 0 | 62 | 0 | 0 | 62 | 0 | 7 | 0 | 0 | 0 | 0 | 0 | 0 | 35 | 0 | 67 | 102 | 0 | 0 | 833 | 0 | 0 | 13 | 116437 | -744 | 0 | 744 | 0 | 0 | 0 | 0 | 0 | 0 | 0 | 0 | 0 | 0 | 0 | 0 | 0 | 0 | 0 | 0 | 0 | 0 | 0 | 0
December | 2159 | 0 | 0 | 499 | 2385 | 456 | 0 | 326 | 0 | 0 | 0 | 552 | 8129 | 146 | 726 | 0 | 2054369 | 814 | 0 | 0 | 0 | 0 | 0 | 0 | 0 | 210 | 0 | 0 | 0 | 0 | 0 | 0 | 0 | 0 | 0 | 0 | 0 | 0 | -210 | 170 | 0 | 0 | 0 | 0 | 286 | 50 | 0 | 0 | 0 | 0 | 0 | 11864 | -7 | 876 | 449 | 82 | 351 | 842 | 365 | 0 | 100 | 0 | 0 | 0 | 0 | 0 | 0 | 0 | 0 | 0 | 0 | 0 | 0 | 0 | 780 | 867 | 0 | 40 | 2125 | 50214347 | 61 | 0 | 0 | 0 | 0 | 436 | 0 | 0 | 0 | 0 | 0 | 2212 | 1746 | 231 | 300 | 12177 | 65 | 100 | 351 | 0 | 0 | 0 | 41 | 0 | 0 | 41 | 0 | 12 | 0 | 0 | 0 | 0 | 0 | 0 | 70 | 0 | 67 | 137 | 0 | 0 | 833 | 0 | 0 | 48 | 88083 | -744 | 0 | 744 | 0 | 0 | 0 | 0 | 0 | 0 | 0 | 0 | 0 | 0 | 0 | 0 | 0 | 0 | 0 | 0 | 0 | 0 | 0 | 0
Annual Average | 2015 | 0 | 0 | 243 | 2243 | 1042 | 0 | 449 | 0 | 0 | 0 | 799 | 17674 | 1854 | 721 | 0 | 2608526 | 820 | 0 | 0 | 0 | 0 | 0 | 0 | 0 | 107 | 0 | 0 | 0 | 0 | 0 | 0 | 0 | 0 | 0 | 0 | 0 | 0 | -107 | 170 | 0 | 0 | 0 | 0 | 118 | 39 | 0 | 0 | 0 | 0 | 0 | 11372 | -84 | 878 | 164 | 42 | 145 | 769 | 151 | 0 | 100 | 1 | 1 | 81 | 5 | 4 | 487 | 0 | 0 | 0 | 0 | 0 | 0 | 0 | 768 | 859 | 4 | 3714 | 2555 | 50399056 | 61 | 0 | 0 | 0 | 0 | 155 | 0 | 0 | 0 | 0 | 0 | 996 | 619 | 70 | 307 | 96815 | 0 | 100 | 69 | 0 | 0 | 0 | 52 | 0 | 0 | 52 | 0 | 63 | 46 | - | 0 | 0 | 0 | 0 | 22 | 0 | 67 | 89 | 0 | 0 | 833 | 0 | 0 | 0 | 59119 | -744 | 0 | 744 | 0 | 0 | 0 | 0 | 0 | 0 | 0 | 0 | 0 | 0 | 0 | 0 | 0 | 0 | 0 | 0 | 0 | 0 | 0 | 0
Annual Maximum | 3051 | 0 | 0 | 1148 | 9190 | 5358 | 0 | 879 | 0 | 0 | 0 | 950 | 37781 | 20054 | 728 | 0 | 3180586 | 1455 | 0 | 2 | 0 | 0 | 0 | 0 | 0 | 325 | 0 | 0 | 0 | 0 | 0 | 0 | 0 | 0 | 0 | 0 | 0 | 0 | -32 | 170 | 0 | 0 | 0 | 0 | 874 | 813 | 171 | 0 | 0 | 2 | 0 | 20822 | 418 | 1132 | 1171 | 127 | 1076 | 1306 | 806 | 0 | 100 | 408 | 408 | 2935 | 3294 | 1518 | 19359 | 0 | 0 | 0 | 0 | 0 | 0 | 0 | 1295 | 6631 | 1641 | 85055 | 5037 | 50857648 | 61 | 0 | 0 | 0 | 0 | 1020 | 0 | 0 | 0 | 0 | 0 | 4674 | 4081 | 592 | 3657 | 127767 | 4075 | 100 | 2391 | 0 | 0 | 0 | 299 | 0 | 0 | 299 | 0 | 217 | 0 | 0 | 0 | 0 | 0 | 0 | 175 | 0 | 67 | 242 | 0 | 0 | 833 | 0 | 0 | 153 | 121698 | -744 | 0 | 744 | 0 | 0 | 0 | 0 | 0 | 0 | 0 | 0 | 0 | 0 | 0 | 0 | 0 | 0 | 0 | 0 | 0 | 0 | 0 | 0
Annual Minimum | 1203 | 0 | 0 | 4 | 17 | 0 | 0 | 227 | 0 | 0 | 0 | 0 | 0 | 0 | 0 | 0 | 2050372 | 420 | 0 | 0 | 0 | 0 | 0 | 0 | 0 | 32 | 0 | 0 | 0 | 0 | 0 | 0 | 0 | 0 | 0 | 0 | 0 | 0 | -325 | 170 | 0 | 0 | 0 | 0 | 32 | 0 | 0 | 0 | 0 | 0 | 0 | 5648 | -624 | 0 | 0 | 13 | 40 | 20 | 0 | 0 | 100 | 0 | 0 | 0 | 0 | 0 | 0 | 0 | 0 | 0 | 0 | 0 | 0 | 0 | 432 | 0 | 0 | 0 | 1239 | 50012910 | 61 | 0 | 0 | 0 | 0 | 0 | 0 | 0 | 0 | 0 | 0 | 18 | 0 | 0 | 2 | 0 | -4074 | 100 | 0 | 0 | 0 | 0 | -18 | 0 | 0 | 0 | 0 | 0 | 0 | 0 | 0 | 0 | 0 | 0 | 0 | 0 | 67 | 67 | 0 | 0 | 833 | 0 | 0 | -22 | 0 | -744 | 0 | 744 | 0 | 0 | 0 | 0 | 0 | 0 | 0 | 0 | 0 | 0 | 0 | 0 | 0 | 0 | 0 | 0 | 0 | 0 | 0 | 0

## Total el demand
RES | El dem total [TWh] | Heat dem total [TWh]
40 | 38.59 | 45.72
50 | 42.43 | 27.42
60 | 48.8 | 25.77
70 | 46.56 | 32.69
80 | 52.4 | 27.99
90 | 58.04 | 24.01
100 | 58.25 | 19.64
|  |  | TWh | Electricity | V2G | Dheating | IndHeating | H2
Column1 | input | output | Heat | 33.32 | 7.5 | 2.13 | 10.03 | 16.33
Basic electricity demand | 17.7
flexible electricity demand | 7.71
V2G electricity | 7.5 | 7.55
Additional elect in industry | 7.91
hyrogen industry demand | 7.91 | 7.91
synthetic fuel femand | 7.32
hydrogen (for synthetic fuel demand) | 8.42
electricity for hydrogen |  | 22.44
DH total demand | 2.13 | 1.92
electrcity for P2H |  | 1.44 | 0.34
Industrial cogeneration electricity | 0.3667 | 0.3667
Industrial cogeneration heat | 0.94 | 0.94 | 0.94
electricity for El boil in HH | 0 | 0 | 0
Total HH heat demand |  |  | 8.75
electricity for HP in HH | 1.36 |  | 5.44
HH boiler |  |  | 0.62
HH solar |  |  | 2.69
PHS electricity pump mode consumption |  | 0.01
Battery storage charging electricity consumption |  | 0.04
Note on D21: Luka: due to storage losses